## Main
Assessment software
Version | CASBEE-UDe_2014(v1.1)
nAssessment manual: | CASBEE for Urban Development (2014 Edition)
1) Entry of overview
[1] Overview of object district
nProject name | Project A
nLocation | Chiyoda ward, Tokyo
nYear of Completion (scheduled/completed) | 2014-01-01 |  | scheduled
nAssessment software | CASBEE-UDe_2014(v1.1)
nDistrict and zone | District and zone(1) | District and zone(2)
Commercial district, fire prevention district
Specified building coverage ratio | 80 |  | %
Specified floor area ratio | 800 |  | %
| District and zone(3) | District and zone(4)
Specified building coverage ratio |  |  | %
Specified floor area ratio |  |  | %
| housing | non-housing
nRatio of housing / non- housing | 0 | 100 | %
nStandard building coverage ratio | 70 |  | %
nStandard floor area ratio | 445 |  | %
nSystems or programs applied | Class I urban redevelopment project
Redevelopment district plan
nAllowable building coverage ratio | 100 |  | %
nAllowable floor area ratio | 760 |  | %
nDistrict area | 5 |  | ha
nSite area | 2.5 |  | ha
nBuilding area | 16000 |  | m2
nPlanned building coverage ratio | 64 |  | %
nGross floor area | 200000 |  | m2
nPlanned floor area ratio | 800 |  | %
Others
nUpper level plan | xxxxxxxxx
(Reference plan) | xxxxxxxxx
[2] Execution of assessment
nDate of assessment | 2014/X/X
nAssessors | Assessed by (1) | Assessed by (2) | Assessed by (3)
| XX XX | XX XX | XX XX
| Assessed by (4) | Assessed by (5) | Assessed by (6)
| XX XX | XX XX | XX XX
nDate of approval | 2014/X/X
nApproved by | XX XX
2) Display on each sheet
Assessment Results Sheet | lResult
Score Sheet | lScore
Consideration Sheet | lConsider
Scoring Q sheet | lQ1 | lQ2 | lQ3
Scoring L sheet | lL | lL (detail)
Note on B45: Enter if the project is certified by a third party, etc.

## Result
←
[7 empty] | nmanual: | CASBEE for Urban Development (2014 Edition) |  |  | nsoftware: |  | CASBEE-UDe_2014(v1.1)
1-1 Block overview | [9 empty] | 1-2 Object district |  |  |  |  | BEE rank |  |  | radar chart
Project name |  | Project A |  |  |  | Systems or programs applied |  | Class I urban redevelopment project | [6 empty] | SQ |  |  |  | radar chart | 5 | 4 | 3 | 2 | 評価
Location |  | Chiyoda ward, Tokyo |  |  |  | Allowable building coverage ratio / FAR |  | 100% / 760% | [6 empty] | SL | 4.9709 |  | Q2 | Q2 Society | 5 | 4 | 3 | 2 | 1
District area |  | 5 | ha |  |  | Site area |  | 2.5ha | [6 empty] | Q |  |  | Q3 | Q3 Economy | 5 | 4 | 3 | 2 | 1
Completion (start of use) year |  | 2014-01-01 |  | scheduled |  | Building area/ Planned building coverage ratio |  | 16000 m2 / 64% | [6 empty] | L | 0.7273 |  | LR | LR Load Reduction | 5 | 4 | 3 | 2 | 4.9709
District and zone |  | (1) | Commercial district, fire prevention district |  |  | Gross Floor Area/ Planned FAR |  | 200000 m2 / 800% | [6 empty] | BEE |  |  | Q1 | Q1 Environment | 5 | 4 | 3 | 2 | 1
(Specified building coverage |  | ( 80% / 800% ) |  |  |  | Assessment Date |  | 2014/X/X |  |  | Object district drawing, etc |  |  |  | BEE(Round)
ratio / FAR) |  | (2) |  |  |  | Assessed by |  | (1) XX XX
|  | ( 0% / 0% ) | [5 empty] | (2) XX XX |  |  | When you paste a figure, |  |  |  | Rank(red star)
|  | (3) | [5 empty] | (3) XX XX |  |  | unlock the sheet's protection. |  |  |  | (blank star)
|  | ( 0% / 0% ) | [5 empty] | (4) XX XX
|  | (4) | [5 empty] | (5) XX XX
|  | ( 0% / 0% ) | [5 empty] | (6) XX XX
Std. building coverage ratio / FAR |  | 70% / 445% |  |  |  | Date of approval |  | 2014/X/X
Staying population |  | 108.5 | people |  |  | Approved by |  | XX XX
2-1 BEE of urban development (BEE rank/chart) | [5 empty] | 2-2 CO2 emission chart (total CO2 emission) |  |  |  | 2-3 Assessment of major categories (radar chart) |  |  |  |  | BEE chart
[7 empty] | BAU total emission = | 3.2 | [7 empty] | 基準 | 評価 | 原点 |  | X目盛線 |  |  | Y目盛線
[6 empty] | Post-execution total emission = |  | 1.2 | [6 empty] | BEEの分母側(L) |  | 0.7273 | 0 |  | 50 | 50 |  | 0 | 100
[15 empty] | BEEの分子側(Q) |  |  | 0 |  | 0 | 100 |  | 50 | 50
[15 empty] | 0 | 0.7273 | 0.7273 | 0.1
[15 empty] | 0 | 0
[15 empty] | BEE | X | 0 | 16.6667 | 33.3333 | 50 | 66.6667 | 83.3333 | 100
[16 empty] | S | 100 | 100 | 100 | 100 | 100 | 100 | 100
[9 empty] | 63.2% | [5 empty] | 3 | A | 50 | 50 | 100 | 100 | 100 | 100 | 100
2-4 Assessment of middium-level categories (bar chart) | [14 empty] | 1.5 | B+ | 0 | 25 | 50 | 75 | 100 | 100 | 100
Q Environmental quality in urban development | [10 empty] | Score of Q = | ERROR |  |  | 1 | B | 0 | 16.6667 | 33.3333 | 50 | 66.6667 | 83.3333 | 100
| Q1 Environment |  |  |  |  | Q2 Society |  |  |  | Q3 Economy |  |  |  |  | 0.5 | B- | 0 | 8.3333 | 16.6667 | 25 | 33.3333 | 41.6667 | 50
[5 empty] | ERROR |  |  |  | ERROR |  |  |  | ERROR
[16 empty] | Score(RoundDown) | Label(N.A.) |  | Score(RoundDown) | Label(N.A.) |  | Score(RoundDown) | Label(N.A.)
[15 empty] | Q1 Environment | ERROR |  | Q2 Society | ERROR |  | Q3 Economy | ERROR
[15 empty] | Resource |  |  | Compliance |  |  | Traffic/Urban structure
[15 empty] | Nature (greenery and biodiversity) |  |  | Security/Safety |  |  | Growth potential
[15 empty] | Artifact (building) |  |  | Amenity |  |  | Efficiency/Rationality
[16 empty] | Score(RoundDown) | Label(N.A.) |  | Score(RoundDown) | Label(N.A.) |  | Score(RoundDown) | Label(N.A.)
[15 empty] | L1 Traffic field |  |  | L2 Building (household and business) field |  |  | L3 Greening field
L Environmental load in urban development (breakdown of CO2 emissions) | [10 empty] | Score of LR = | 4.9709 |  |  | BAU | 1.2 |  | BAU | 2 |  | BAU
| L1 Traffic field |  |  |  |  | L2 Building (household and business) field |  |  |  | L3 Greening field |  |  |  |  | 施策後 | 1.2 |  | 施策後 | 0 | N.A. | 施策後
[16 empty] | 交通 | 建築 | みどり | 合計 | Label(N.A.)
[15 empty] | BAU | 1.2 | 2 | 0 | 3.2 |  | t-CO2/人・年
[15 empty] | 施策後 | 1.2 | 0 | 0 | 1.2 |  | t-CO2/人・年
総排出量
[15 empty] | 施策後 | 1.2 | ←横棒グラフでBAUを上にするために敢えて上下入れ替え
[15 empty] | BAU | 3.2 | ←横棒グラフでBAUを上にするために敢えて上下入れ替え
3 Considerations in planning
General | [9 empty] | Other
Q1 Environment | [5 empty] | Q2 Society |  |  |  | Q3 Economy
L1 Traffic field | [5 empty] | L2 Building (household and business) field |  |  |  | L3 Greening field
4 Consistency with upper level planning
Upper level planning
xxxxxxxxx
xxxxxxxxx
Resource Nature Artifact (building)
 CASBEE: Comprehensive Assessment System for Built Environment Efficiency
 Q: Quality, L: Load, BEE: Built Environment Efficienccy, BAU: Business As Usual
 FAR: Floor Area Ratio
Score of Q3 =
Score of Q2 =
Score of Q1 =
S: ★★★★★ A: ★★★★ B+: ★★★ B-: ★★ C: ★
Environmental quality in urban development Q
Environmental load in urban developmenrt L
Impartiality
/Fairness
Traffic
/Urban structure
BAU
Score[ - ]
GHG emissions [t-CO2/persons-yr]
BAU Post-execution
GHG emissions [t-CO2/persons-yr]
Post-execution
Reduction rate of GHG emissions =
[t-CO2/persons-yr]
[t-CO2/persons-yr]
BAU Post-execution
BAU Post-execution
Security
/Safety
Amenity
Growth
potential
Efficiency
/Rationality
Score[ - ]
Score[ - ]
GHG emissions [t-CO2/persons-yr]
GHG emissions [t-CO2/persons-yr]

## Scores
CASBEE for Urban Development (2014 Edition) |  |  |  |  | nAssessment manual： | CASBEE for Urban Development (2014 Edition)
Project A |  |  |  |  | nAssessment software： | CASBEE-UDe_2014(v1.1)
Score Sheet
Concerned categories |  |  |  | Summary of environmental conscious effort in planning |  |  | Score | Weight | Overall | 採点結果
Q Environmental quality in urban development | [8 empty] | #VALUE! |  | 重み（仮） | [5 empty] | 評価N.A.項目 |  |  |  | スコア
Q1 | Environment | [7 empty] | #VALUE! |  | 大項目 | 中項目 | 小項目 | 細項目 | 評価内容 | 評価方法 | 小項目 | 細項目 | 評価内容 | 評価方法
1.1 | Resource | [7 empty] | #VALUE! |  | 0.33333 | 0.13333
| 1.1.1 | Water resource | [10 empty] | 0.066667 |  |  |  | 0
|  | 1.1.1.1 | Waterworks | [10 empty] | 0.033333 |  |  |  | 0
|  |  | 1) Rain water utilization |  |  |  | unevaluated | 0.125 |  | unevaluated |  |  |  |  | 0.016667 | 0.016667 |  |  | 0 | 0 | #VALUE!
|  |  | 2) Treated water |  |  |  | unevaluated | 0.125 |  | unevaluated |  |  |  |  | 0.016667 | 0.016667 |  |  | 0 | 0 | #VALUE!
|  | 1.1.1.2 | Sewerage | [10 empty] | 0.033333 |  |  |  | 0
|  |  | 1) Reduction of sewage discharge amount |  |  |  | unevaluated | 0.125 |  | unevaluated |  |  |  |  | 0.016667 | 0.016667 |  |  | 0 | 0 | #VALUE!
|  |  | 2) Reduction of rain water discharge amount : Capacity of detention pond |  |  |  | unevaluated | 0.0625 |  | unevaluated |  |  |  |  | 0.016667 | 0.0083333 |  |  | 0 | 0 | #VALUE!
|  |  | : Rain water permeable surfaces and equipment |  |  |  | unevaluated | 0.0625 |  | unevaluated | [5 empty] | 0.0083333 |  |  |  | 0 | #VALUE!
| 1.1.2 | Resources recycling | [10 empty] | 0.066667 |  |  |  | 0
|  | 1.1.2.1 | Construction | [10 empty] | 0.033333 |  |  |  | 0
|  |  | 1) Wood material |  |  |  | unevaluated | 0.125 |  | unevaluated |  |  |  |  | 0.016667 | 0.016667 |  |  | 0 | 0 | #VALUE!
|  |  | 2) Recycled material |  |  |  | unevaluated | 0.125 |  | unevaluated |  |  |  |  | 0.016667 | 0.016667 |  |  | 0 | 0 | #VALUE!
|  | 1.1.2.2 | Operation | [10 empty] | 0.033333 |  |  |  | 0
|  |  | 1) Garbage separation |  |  |  | unevaluated | 0.125 |  | unevaluated |  |  |  |  | 0.016667 | 0.016667 |  |  | 0 | 0 | #VALUE!
|  |  | 2) In-area resource circulation |  |  |  | unevaluated | 0.125 |  | unevaluated |  |  |  |  | 0.016667 | 0.016667 |  |  | 0 | 0 | #VALUE!
1.2 | Nature (greenery and biodiversity) | [7 empty] | #VALUE! |  |  | 0.13333
| 1.2.1 | Greenery | [10 empty] | 0.066667 |  |  |  | 0
|  | 1.2.1.1 | Ground greening |  |  |  | unevaluated | 0.25 |  | unevaluated |  |  |  | 0.033333 | 0.033333 | 0.033333 |  | 0 | 0 | 0 | #VALUE!
|  | 1.2.1.2 | Building top greening | [10 empty] | 0.033333 |  |  |  | 0
|  |  | 1) Rooftop greening |  |  |  | unevaluated | 0.125 |  | unevaluated |  |  |  |  | 0.016667 | 0.016667 |  |  | 0 | 0 | #VALUE!
|  |  | 2) Wall greening |  |  |  | unevaluated | 0.125 |  | unevaluated |  |  |  |  | 0.016667 | 0.016667 |  |  | 0 | 0 | #VALUE!
| 1.2.2 | Biodiversity | [10 empty] | 0.066667 |  |  |  | 0
|  | 1.2.2.1 | Preservation | [10 empty] | 0.033333 |  |  |  | 0
|  |  | 1) Natural resources |  |  |  | unevaluated | 0.125 |  | unevaluated |  |  |  |  | 0.016667 | 0.016667 |  |  | 0 | 0 | #VALUE!
|  |  | 2) Landform |  |  |  | unevaluated | 0.125 |  | unevaluated |  |  |  |  | 0.016667 | 0.016667 |  |  | 0 | 0 | #VALUE!
|  | 1.2.2.2 | Regeneration and creation | [10 empty] | 0.033333 |  |  |  | 0
|  |  | 1) Patch (planar) quality : Habitat space of species |  |  |  | unevaluated | 0.0625 |  | unevaluated |  |  |  |  | 0.016667 | 0.0083333 |  |  | 0 | 0 | #VALUE!
|  |  | : Consideration for regionality |  |  |  | unevaluated | 0.0625 |  | unevaluated | [5 empty] | 0.0083333 |  |  |  | 0 | #VALUE!
|  |  | 2) Corridor (network) quality |  |  |  | unevaluated | 0.125 |  | unevaluated |  |  |  |  | 0.016667 | 0.016667 |  |  | 0 | 0 | #VALUE!
1.3 | Artifact (building) | [7 empty] | #VALUE! |  |  | 0.066667
| 1.3.1 | Environmentally considerate buildings |  |  |  |  | unevaluated | 1 |  | unevaluated |  |  | 0.066667 | 0.066667 | 0.066667 | 0.066667 | 0 | 0 | 0 | 0 | #VALUE!
Q2 | Society | [7 empty] | #VALUE!
2.1 | Compliance | [7 empty] | #VALUE! |  | 0.33333 | 0.11111
| 2.1.1 | Compliance |  |  |  |  | unevaluated | 0.5 |  | unevaluated |  |  | 0.055556 | 0.055556 | 0.055556 | 0.055556 | 0 | 0 | 0 | 0 | #VALUE!
| 2.1.2 | Area management |  |  |  |  | unevaluated | 0.5 |  | unevaluated |  |  | 0.055556 | 0.055556 | 0.055556 | 0.055556 | 0 | 0 | 0 | 0 | #VALUE!
2.2 | Security/Safety | [7 empty] | #VALUE! |  |  | 0.11111
| 2.2.1 | Disaster prevention | [10 empty] | 0.037037 |  |  |  | 0
|  | 2.2.1.1 | Basic disaster prevention performance | [10 empty] | 0.018519 |  |  |  | 0
|  |  | 1) Understanding of hazard map |  |  |  | unevaluated | 0.083333 |  | unevaluated |  |  |  |  | 0.0092593 | 0.0092593 |  |  | 0 | 0 | #VALUE!
|  |  | 2) Disaster prevention of various infrastructures |  |  |  | unevaluated | 0.083333 |  | unevaluated |  |  |  |  | 0.0092593 | 0.0092593 |  |  | 0 | 0 | #VALUE!
|  | 2.2.1.2 | Disaster response ability | [10 empty] | 0.018519 |  |  |  | 0
|  |  | 1) Disaster prevention vacant space and evacuation route |  |  |  | unevaluated | 0.083333 |  | unevaluated |  |  |  |  | 0.0092593 | 0.0092593 |  |  | 0 | 0 | #VALUE!
|  |  | 2) Continuity of business and life in the block |  |  |  | unevaluated | 0.083333 |  | unevaluated |  |  |  |  | 0.0092593 | 0.0092593 |  |  | 0 | 0 | #VALUE!
| 2.2.2 | Traffic safety |  |  |  |  | unevaluated | 0.33333 |  | unevaluated |  |  | 0.037037 | 0.037037 | 0.037037 | 0.037037 | 0 | 0 | 0 | 0 | #VALUE!
| 2.2.3 | Crime prevention |  |  |  |  | unevaluated | 0.33333 |  | unevaluated |  |  | 0.037037 | 0.037037 | 0.037037 | 0.037037 | 0 | 0 | 0 | 0 | #VALUE!
2.3 | Amenity | [7 empty] | #VALUE! |  |  | 0.11111
| 2.3.1 | Convenience/welfare | [10 empty] | 0.055556 |  |  |  | 0
|  | 2.3.1.1 | Convenience |  |  |  | unevaluated | 0.25 |  | unevaluated |  |  |  | 0.027778 | 0.027778 | 0.027778 |  | 0 | 0 | 0 | #VALUE!
|  | 2.3.1.2 | Health and welfare, education | [10 empty] | 0.027778 |  |  |  | 0
|  |  | [1] Distance to medical, health/welfare facilities |  |  |  | unevaluated | 0.083333 |  | unevaluated |  |  |  |  | 0.0092593 | 0.0092593 |  |  | 0 | 0 | #VALUE!
|  |  | [2] Distance to educational facilities |  |  |  | unevaluated | 0.083333 |  | unevaluated |  |  |  |  | 0.0092593 | 0.0092593 |  |  | 0 | 0 | #VALUE!
|  |  | [3] Distance to cultural facilities |  |  |  | unevaluated | 0.083333 |  | unevaluated |  |  |  |  | 0.0092593 | 0.0092593 |  |  | 0 | 0 | #VALUE!
| 2.3.2 | Culture | [10 empty] | 0.055556 |  |  |  | 0
|  | 2.3.2.1 | History and culture |  |  |  | unevaluated | 0.25 |  | unevaluated |  |  |  | 0.027778 | 0.027778 | 0.027778 |  | 0 | 0 | 0 | #VALUE!
|  | 2.3.2.2 | View | [10 empty] | 0.027778 |  |  |  | 0
|  |  | 1) Consideration for formation of townscape and landscape |  |  |  | unevaluated | 0.125 |  | unevaluated |  |  |  |  | 0.013889 | 0.013889 |  |  | 0 | 0 | #VALUE!
|  |  | 2) Harmonization with the periphery |  |  |  | unevaluated | 0.125 |  | unevaluated |  |  |  |  | 0.013889 | 0.013889 |  |  | 0 | 0 | #VALUE!
Q3 | Economy | [7 empty] | #VALUE!
3.1 | Traffic/Urban structure | [7 empty] | #VALUE! |  | 0.33333 | 0.11111
| 3.1.1 | Traffic | [10 empty] | 0.055556 |  |  |  | 0
|  | 3.1.1.1 | Development of traffic facilities | [10 empty] | 0.027778 |  |  |  | 0
|  |  | 1) The development level of roads etc. |  |  |  | unevaluated | 0.125 |  | unevaluated |  |  |  |  | 0.013889 | 0.013889 |  |  | 0 | 0 | #VALUE!
|  |  | 2) Usability of public transportation |  |  |  | unevaluated | 0.125 |  | unevaluated |  |  |  |  | 0.013889 | 0.013889 |  |  | 0 | 0 | #VALUE!
|  | 3.1.1.2 | Logistics management |  |  |  | unevaluated | 0.25 |  | unevaluated |  |  |  | 0.027778 | 0.027778 | 0.027778 |  | 0 | 0 | 0 | #VALUE!
| 3.1.2 | Urban structure | [10 empty] | 0.055556 |  |  |  | 0
|  | 3.1.2.1 | Consistency with and complementing upper level planning |  |  |  | unevaluated | 0.25 |  | unevaluated |  |  |  | 0.027778 | 0.027778 | 0.027778 |  | 0 | 0 | 0 | #VALUE!
|  | 3.1.2.2 | Land use | [10 empty] | 0.027778 |  |  |  | 0
|  |  | 1) Utilization level of standard floor area ratio |  |  |  | unevaluated | 0.125 |  | unevaluated |  |  |  |  | 0.013889 | 0.013889 |  |  | 0 | 0 | #VALUE!
|  |  | 2) Handling of brownfield site |  |  |  | unevaluated | 0.125 |  | unevaluated |  |  |  |  | 0.013889 | 0.013889 |  |  | 0 | 0 | #VALUE!
3.2 | Growth potential | [7 empty] | #VALUE! |  |  | 0.11111
| 3.2.1 | Population | [10 empty] | 0.055556 |  |  |  | 0
|  | 3.2.1.1 | Inhabitant population |  |  |  | unevaluated | 0.25 |  | unevaluated |  |  |  | 0.027778 | 0.027778 | 0.027778 |  | 0 | 0 | 0 | #VALUE!
|  | 3.2.1.2 | Staying population |  |  |  | unevaluated | 0.25 |  | unevaluated |  |  |  | 0.027778 | 0.027778 | 0.027778 |  | 0 | 0 | 0 | #VALUE!
| 3.2.2 | Economic development | [10 empty] | 0.055556 |  |  |  | 0
|  | 3.2.2.1 | Revitalization activity | [10 empty] | 0.055556 |  |  |  | 0
|  |  | Housing |  |  |  | N.A. | 0 |  | N.A. |  |  |  |  | 0 | 0 |  |  | 1 | 1
|  |  | Non-housing |  |  |  | unevaluated | 0.5 |  | unevaluated |  |  |  |  | 0.055556 | 0.055556 |  |  | 0 | 0 | #VALUE!
3.3 | Efficiency/Rationality | [7 empty] | #VALUE! |  |  | 0.11111
| 3.3.1 | Information system | [10 empty] | 0.055556 |  |  |  | 0
|  | 3.3.1.1 | Information service performance |  |  |  | unevaluated | 0.25 |  | unevaluated |  |  |  | 0.027778 | 0.027778 | 0.027778 |  | 0 | 0 | 0 | #VALUE!
|  | 3.3.1.2 | Block management |  |  |  | unevaluated | 0.25 |  | unevaluated |  |  |  | 0.027778 | 0.027778 | 0.027778 |  | 0 | 0 | 0 | #VALUE!
| 3.3.2 | Energy system | [10 empty] | 0.055556 |  |  |  | 0
|  | 3.3.2.1 | Possibility to make demand/supply system smart |  |  |  | unevaluated | 0.25 |  | unevaluated |  |  |  | 0.027778 | 0.027778 | 0.027778 |  | 0 | 0 | 0 | #VALUE!
|  | 3.3.2.2 | Updatability and expandability |  |  |  | unevaluated | 0.25 |  | unevaluated |  |  |  | 0.027778 | 0.027778 | 0.027778 |  | 0 | 0 | 0 | #VALUE!
Ｌ Environmental load of urban development | [8 empty] | 0.7273
LR | Score of reduction of environmental load in block (out of a maximum of 5) | [7 empty] | 4.9709
1 | Traffic sector | [6 empty] | t-CO2 /persons-yr
| 1.1 | BAU |  |  |  |  | 1.2 |  |  | 1.1737
| 1.2 | Post-execution of counter measures |  |  |  |  | 1.2 |  |  | 1.1737
2 | Building sector
| 2.1 | BAU |  |  |  |  | 2 |  |  | 2.0269
| 2.2 | Post-execution of counter measures |  |  |  |  | 0 |  |  | 0
3 | Greening sector
| 3.1 | BAU |  |  |  |  | 0 |  |  | 0.01341
| 3.2 | Post-execution of counter measures |  |  |  |  | 0 |  |  | 0
Total CO2 emissions amount in BAU case | [6 empty] | 3.2 | t-CO2 /persons-yr |  | 3.1871
Total CO2 emissions amount in post-execution case | [6 empty] | 1.2 |  |  | 1.1737

## Consider
n Considerations in planning
nProject name | Project A | nAssessors | XX XX | XX XX | XX XX
nDate of assessment | 2014/X/X |  | XX XX | XX XX | XX XX
| Considerations in planning |  | Main feature of environmental consciouns efforts
General
Q1 Environment
Q2 Society
Q3 Economy
L1 Traffic field
L2 Building (household and business) field
L3 Greening field
Other
Note on C6: * describe overall concept in planning briefly in 100 words.
Note on C7: * describe environmental concept in planning briefly in 50 words.
Note on C8: * describe social concept in planning briefly in 50 words.
Note on C9: * describe economic concept in planning briefly in 50 words.
Note on C10: * describe concept in planning of traffic field briefly in 50 words.
Note on C11: * describe concept in planning of building field briefly in 50 words.
Note on C12: * describe concept in planning of greening field briefly in 50 words.
Note on C13: * describe efforts that are not assessed in CASBEE other than 6 categories above as project it self briefly in 50 words if any.

## Q1 scorings
Q1 Environment | [6 empty] | 1 | Level 1 | ■Level 1 | #VALUE!
[5 empty] | For the colored cells, select the appropriate term from the pull-down menu |  | 2 | Level 2 | ■Level 2 | #VALUE!
1.1 Resource |  |  |  |  | or enter the appropriate value or comment. |  | 3 | Level 3 | ■Level 3 | #VALUE!
1.1.1 Water resource | [6 empty] | 4 | Level 4 | ■Level 4 | #VALUE!
| 1.1.1.1 Score for "Waterworks" | [5 empty] | 5 | Level 5 | ■Level 5 | #VALUE!
| #VALUE! |  |  |  |  | weighting coefficient | N.A.
| unevaluated | Score for 1) Rain water utilization |  |  |  | 0.5 | 0
| unevaluated | Score for 2) Treated water |  |  |  | 0.5 | 0
1.1.1.1 1) Rain water utilization
| unevaluated | Assessment criteria |  |  |  |  | -
| Level 1 | No rain water is utilized. |  |  |  |  | 1
| Level 2 | (Not applicable) |  |  |  |  | -
| Level 3 | Rain water is utilized. |  |  |  |  | 3
| Level 4 | Rain water is utilized inside the building in addition to outdoor utilization such as watering. |  |  |  |  | 4
| Level 5 | The rain water utilization rate is 80% or higher. |  |  |  |  | 5
unevaluated
1.1.1.1 2) Treated water
| unevaluated | Assessment criteria |  |  |  |  | -
| Level 1 | (Not applicable) |  |  |  |  | -
| Level 2 | (Not applicable) |  |  |  |  | -
| Level 3 | No utilization. |  |  |  |  | 3
| Level 4 | Utilized in some facilities in the block. |  |  |  |  | 4
| Level 5 | Utilized in a majority of the facilities in the block. |  |  |  |  | 5
unevaluated
1.1.1.2 Score for "Sewerage"
| #VALUE! |  |  |  |  | weighting coefficient | N.A.
| unevaluated | Score for 1) Reduction of sewage discharge amount |  |  |  | 0.5 | 0
| #VALUE! | Score for 2) Reduction of rain water discharge amount |  |  |  | 0.5 | 0
|  |  | unevaluated | Score for [1] Capacity of detention pond |  | 0.5 | 0
|  |  | unevaluated | Score for [2] Rain water permeable surfaces and equipment |  | 0.5 | 0
1.1.1.2 1) Reduction of sewage discharge amount
| unevaluated | Assessment criteria |  |  |  |  | -
| Level 1 | No consideration. |  |  |  |  | 1
| Level 2 | (Not applicable) |  |  |  |  | -
| Level 3 | Water-saving-type toilet systems (6 l/use or less) are used. |  |  |  |  | 3
| Level 4 | Super-water-saving-type toilet systems (5 l/use or less) are used. |  |  |  |  | 4
| Level 5 | Unique treated water supply system is established in the block. |  |  |  |  | 5
unevaluated
1.1.1.2 2) Reduction of rain water discharge amount -[1] Capacity of detention pond
| unevaluated | Assessment criteria |  |  |  |  | -
| Level 1 | (Not applicable) |  |  |  |  | -
| Level 2 | (Not applicable) |  |  |  |  | -
| Level 3 | Regulating capacity according to the legal requirement. |  |  |  |  | 3
| Level 4 | (Not applicable) |  |  |  |  | -
| Level 5 | Regulating capacity equal to or higher than the legal requirement. |  |  |  |  | 5
unevaluated
1.1.1.2 2) Reduction of rain water discharge amount -[2] Rain water permeable surfaces and equipment
| unevaluated | Assessment criteria |  |  |  |  | N.A.
| Level 1 | Not introduced. |  |  |  |  | 1
| Level 2 | (Not applicable) |  |  |  |  | -
| Level 3 | Introduced. |  |  |  |  | 3
| Level 4 | (Not applicable) |  |  |  |  | -
| Level 5 | Introduced to the majority of vacant space, or there is a permeable trench having similar functions |  |  |  |  | 5
unevaluated
1.1.2 Resources recycling
1.1.2.1 Score for "Construction"
| #VALUE! |  |  |  |  | weighting coefficient | N.A.
| unevaluated | Score for 1) Wood material |  |  |  | 0.5 | 0
| unevaluated | Score for 2) Recycled material |  |  |  | 0.5 | 0
1.1.2.1 1) Wood material
| unevaluated | Assessment criteria |  |  |  |  | N.A.
| Level 1 | (Not applicable) |  |  |  |  | -
| Level 2 | No wood material produced from sustainable forests is used. |  |  |  |  | 2
| Level 3 | There is a building that uses wood materials produced from sustainable forests. |  |  |  |  | 3
| Level 4 | There are multiple buildings that use wood materials produced from sustainable forests. |  |  |  |  | 4
| Level 5 | Wood materials produced from sustainable forests are used at the rate of 0.005 m3 per floor area of 1 m2. |  |  |  |  | 5
unevaluated
1.1.2.1 2) Recycled material
| unevaluated | Assessment criteria |  |  |  |  | N.A.
| Level 1 | No recycled materials are used. |  |  |  |  | 1
| Level 2 | (Not applicable) |  |  |  |  | -
| Level 3 | One article of recycled material is used. |  |  |  |  | 3
| Level 4 | Two articles of recycled material are used. |  |  |  |  | 4
| Level 5 | Four or more articles of recycled material are used. |  |  |  |  | 5
unevaluated
1.1.2.2 Score for "Operation"
| #VALUE! |  |  |  |  | weighting coefficient | N.A.
| unevaluated | Score for 1) Garbage separation |  |  |  | 0.5 | 0
| unevaluated | Score for 2) In-area resource circulation |  |  |  | 0.5 | 0
1.1.2.2 1) Garbage separation
| unevaluated | Assessment criteria |  |  |  |  | -
| Level 1 | The number of separation items is less than that of the municipality's designation. |  |  |  |  | 1
| Level 2 | (Not applicable) |  |  |  |  | -
| Level 3 | Garbage separation is performed according to the number of separation items designated by the municipality. |  |  |  |  | 3
| Level 4 | The number of garbage separation items is that of the municipality's designation plus one. |  |  |  |  | 4
| Level 5 | The number of garbage separation items is that of the municipality's designation plus two or more. |  |  |  |  | 5
unevaluated
1.1.2.2 2) In-area resource circulation
| unevaluated | Assessment criteria |  |  |  |  | -
| Level 1 | (Not applicable) |  |  |  |  | -
| Level 2 | (Not applicable) |  |  |  |  | -
| Level 3 | No resource circulation. |  |  |  |  | 3
| Level 4 | Fallen leaves are collected and used as compost for resource circulation. |  |  |  |  | 4
| Level 5 | Raw garbage is correctly disposed of for resource circulation. |  |  |  |  | 5
unevaluated
1.2 Nature (greenery and biodiversity)
1.2.1 Greenery
1.2.1.1 Score for "Ground greening"
| #VALUE! |  |  |  |  | weighting coefficient | N.A.
| unevaluated | Score for 1) Greening ratio |  |  |  | 1 | 0
1.2.1.1 1) Greening ratio
| unevaluated | Assessment criteria |  |  |  |  | -
| Level 1 | Less than 10% |  |  |  |  | 1
| Level 2 | 10% or more but less than 20% |  |  |  |  | 2
| Level 3 | 20% or more but less than 30% |  |  |  |  | 3
| Level 4 | 30% or more but less than 40% |  |  |  |  | 4
| Level 5 | 40% or more |  |  |  |  | 5
unevaluated
1.2.1.2 Score for "Building top greening" (Detached houses are excluded)
| #VALUE! |  |  |  |  | weighting coefficient | N.A.
| unevaluated | Score for 1) Rooftop greening |  |  |  | 0.5 | 0
| unevaluated | Score for 2) Wall greening |  |  |  | 0.5 | 0
1.2.1.2 1) Rooftop greening
| unevaluated | Assessment criteria |  |  |  |  | N.A.
| Level 1 | Less than 15% |  |  |  |  | 1
| Level 2 | 15% or more but less than 20% |  |  |  |  | 2
| Level 3 | 20% or more but less than 30% |  |  |  |  | 3
| Level 4 | 30% or more but less than 40% |  |  |  |  | 4
| Level 5 | 40% or more |  |  |  |  | 5
unevaluated
1.2.1.2 2) Wall greening
| unevaluated | Assessment criteria |  |  |  |  | -
| Level 1 | (Not applicable) |  |  |  |  | -
| Level 2 | (Not applicable) |  |  |  |  | -
| Level 3 | No wall is greened. |  |  |  |  | 3
| Level 4 | Any part of the walls is greened. |  |  |  |  | 4
| Level 5 | 5% or more of whole wall area is greened. |  |  |  |  | 5
unevaluated
1.2.2 Biodiversity
1.2.2.1 Score for "Preservation"
| #VALUE! |  |  |  |  | weighting coefficient | N.A.
| unevaluated | Score for 1) Natural resources |  |  |  | 0.5 | 0
| unevaluated | Score for 2) Landform |  |  |  | 0.5 | 0
1.2.2.1 1) Natural resources
| unevaluated | Assessment criteria |  |  |  |  | N.A.
| Level 1 | Natural resources to be preserved are not understood. |  |  |  |  | 1
| Level 2 | (Not applicable) |  |  |  |  | -
| Level 3 | Natural resources to be preserved are understood. |  |  |  |  | 3
| Level 4 | Natural resources to be preserved are understood and a part of the natural resources is preserved. |  |  |  |  | 4
| Level 5 | Natural resources to be preserved are understood and the majority is preserved. |  |  |  |  | 5
unevaluated
1.2.2.1 2) Landform
| unevaluated | Assessment criteria |  |  |  |  | N.A.
| Level 1 | (Not applicable) |  |  |  |  | -
| Level 2 | (Not applicable) |  |  |  |  | -
| Level 3 | Landform transformation is performed according to development activity. |  |  |  |  | 3
| Level 4 | Artificial transformation of natural landform is suppressed or conservation of effective surface soil is performed. |  |  |  |  | 4
| Level 5 | Artificial transformation of natural landform is suppressed and conservation of effective surface soil is performed. |  |  |  |  | 5
unevaluated
1.2.2.2 Score for "Regeneration and creation"
| #VALUE! |  |  |  |  | weighting coefficient | N.A.
| #VALUE! | Score for 1) Patch (planar) quality |  |  |  | 0.5 | 0
|  |  | unevaluated | Score for [1] Habitat space of species |  | 0.5 | 0
|  |  | unevaluated | Score for [2] Consideration for regionality |  | 0.5 | 0
| unevaluated | Score for 2) Corridor (network) quality |  |  |  | 0.5 | 0
1.2.2.2 1) Patch (planar) quality -[1] Habitat space of species
| unevaluated | Assessment criteria |  |  |  |  | -
| Level 1 | No habitat space of various species is established. |  |  |  |  | 1
| Level 2 | (Not applicable) |  |  |  |  | -
| Level 3 | A collection of green areas into which people cannot enter are established. |  |  |  |  | 3
| Level 4 | Habitat space of various species is established collectively. |  |  |  |  | 4
| Level 5 | Habitat space of various species is established collectively and its area is 3% or more of the assessment object area. |  |  |  |  | 5
unevaluated
1.2.2.2 1) Patch (planar) quality -[2] Consideration for regionality
| unevaluated | Assessment criteria |  |  |  |  | -
| Level 1 | No greening plan being conscious of plant species that originally lived in the area (native species) is carried out. |  |  |  |  | 1
| Level 2 | (Not applicable) |  |  |  |  | -
| Level 3 | Greening with plant species that originally lived in the area (native species) is partly performed. |  |  |  |  | 3
| Level 4 | Greening that uses plant species that originally lived in the area (native species) for a majority of the block is performed. |  |  |  |  | 4
| Level 5 | Greening with use of plant species that originally lived in the area (native species) for almost all the block is performed. |  |  |  |  | 5
unevaluated
1.2.2.2 2) Corridor (network) quality
| unevaluated | Assessment criteria |  |  |  |  | -
| Level 1 | The network of species is not taken into consideration. |  |  |  |  | 1
| Level 2 | An ecological corridor that supports the movement of species is established by partly dividing roadside trees. |  |  |  |  | 2
| Level 3 | An ecological corridor that supports the movement of species is established by continuous roadside trees. |  |  |  |  | 3
| Level 4 | An ecological corridor that supports the movement of species is established by stepping-stone-like green zones in addition to continuous roadside trees. |  |  |  |  | 4
| Level 5 | An ecological corridor that supports the movement of species is established by a belt-shaped green zone in addition to continuous roadside trees. |  |  |  |  | 5
unevaluated
1.3 Artifact (building)
1.3.1 Environmentally considerate buildings
1.3.1 Score for "Environmentally considerate buildings"
| #VALUE! |  |  |  |  | weighting coefficient | N.A.
| unevaluated | Score for 1) CASBEE assessment of building |  |  |  | 1 | 0
1.3.1 1) CASBEE assessment of building
| unevaluated | Assessment criteria |  |  |  |  | -
| Level 1 | There is no building evaluated with CASBEE. |  |  |  |  | 1
| Level 2 | (Not applicable) |  |  |  |  | -
| Level 3 | There are some buildings evaluated or to be evaluated with CASBEE. |  |  |  |  | 3
| Level 4 | The majority of buildings are evaluated or to be evaluated with CASBEE. |  |  |  |  | 4
| Level 5 | The majority of buildings are evaluated or to be evaluated with CASBEE and there are some buildings that have been certified by a third party and obtained A or a higher rank. |  |  |  |  | 5
unevaluated

## Q2 scorings
Q2 Society | [6 empty] | 1 | Level 1 | ■Level 1 | #VALUE! | Not worked on
[5 empty] | For the colored cells, select the appropriate term from the pull-down menu |  | 2 | Level 2 | ■Level 2 | #VALUE! | Worked on
2.1 Impartiality/Fairness |  |  |  |  | or enter the appropriate value or comment. |  | 3 | Level 3 | ■Level 3 | #VALUE! | unevaluated
2.1.1 Compliance | [6 empty] | 4 | Level 4 | ■Level 4 | #VALUE!
| 2.1.1 Score for "Compliance" | [5 empty] | 5 | Level 5 | ■Level 5 | #VALUE!
| #VALUE! |  |  |  |  | weighting coefficient | N.A.
| unevaluated | Score for 1) Observation of applicable laws and regulations and verification |  |  |  | 1 | 0
2.1.1 1) Observation of applicable laws and regulations and verification
| unevaluated | Assessment criteria |  |  |  |  | -
| Level 1 | There are many buildings based on a lower standard than the current laws and regulations. |  |  |  |  | 1
| Level 2 | There are several buildings based on a lower standard than the current laws and regulations. |  |  |  |  | 2
| Level 3 | Laws and regulations applicable to the relevant project are observed. |  |  |  |  | 3
| Level 4 | An environmental assessment or environmental measurement independently executed depending on the characteristics of the project is published. |  |  |  |  | 4
| Level 5 | An environmental assessment or environmental measurement independently executed depending on the characteristics of the project is published and the results are reflected in planning. |  |  |  |  | 5
unevaluated
2.1.2 Area management
2.1.2 Score for "Area management"
| #VALUE! |  |  |  |  | weighting coefficient | N.A.
| unevaluated | Score for 1) Cooperation with and promotion of local community |  |  |  | 1 | 0
2.1.2 1) Cooperation with and promotion of local community
| unevaluated | Assessment criteria |  |  |  |  | -
| Level 1 | No neighborhood association or area management organization exists in the block. |  |  |  |  | 1
| Level 2 | (Not applicable) |  |  |  |  | -
| Level 3 | A neighborhood association or area management organization exists in the block. |  |  |  |  | 3
| Level 4 | A neighborhood association or area management organization exists in the block. A promotion entity and fund for continuous operation of the organization are planned and secured. |  |  |  |  | 4
| Level 5 | A neighborhood association or area management organization exists in the block. A cooperation system with peripheral area communities of the block has been established. |  |  |  |  | 5
unevaluated
2.2 Security/Safety
2.2.1 Disaster prevention
2.2.1.1 Score for "Basic disaster prevention performance"
| #VALUE! |  |  |  |  | weighting coefficient | N.A.
| unevaluated | Score for 1) Understanding of hazard map |  |  |  | 0.5 | 0
| unevaluated | Score for 2) Disaster prevention of various infrastructures |  |  |  | 0.5 | 0
2.2.1.1 1) Understanding of hazard map
| unevaluated | Assessment criteria |  |  |  |  | -
| Level 1 | No hazard map is checked. |  |  |  |  | 1
| Level 2 | (Not applicable) |  |  |  |  | -
| Level 3 | A hazard map is checked, and problems are understood. |  |  |  |  | 3
| Level 4 | (Not applicable) |  |  |  |  | -
| Level 5 | There is no problem, or disaster prevention measures are taken against problems found through checking a hazard map. |  |  |  |  | 5
unevaluated
2.2.1.1 2) Disaster prevention of various infrastructures
| unevaluated | Assessment criteria |  |  |  |  | N.A.
| Level 1 | No items are worked on. |  |  |  |  | assessed
| Level 2 | (Not applicable)
| Level 3 | Working on one item for each of a, b, and c.
| Level 4 | (Not applicable)
| Level 5 | Working on one or more items for each of a, b, and c, and working on five or more items in total. |  |  |  |  | unevaluated | TRUE
|  | Checklist |  |  |  |  | 0 | 0
| unevaluated | a. Communication infrastructure [1] Measures for flood damage prevention, earthquakes, and power disruption for equipment and piping are available. |  |  |  |  | - | 0
| unevaluated | a. Communication infrastructure [2] Two or more communication systems with the outside of the area are available |  |  |  |  | -
| unevaluated | b. Water supply/treatment infrastructure [1] Potable water and sewerage pipes meet the earthquake resistance standards. |  |  |  |  | - | 0
| unevaluated | b. Water supply/treatment infrastructure [2] A common facility for storing potable water or a system for sharing clean water is available for an emergency. |  |  |  |  | -
| unevaluated | c. Energy supply infrastructure [1] Energy-related equipment meets the earthquake resistance standards. |  |  |  |  | - | 0
| unevaluated | c. Energy supply infrastructure [2] Medium pressure gas supply and connection of electric power and heat supply with the outside of the area is available. |  |  |  |  | -
| unevaluated | c. Energy supply infrastructure [3] An autonomous power supply system that can cover the load of the disaster key point in the block for 72 hours or more is available. |  |  |  |  | -
2.2.1.2 Score for "Disaster response ability"
| #VALUE! |  |  |  |  | weighting coefficient | N.A.
| unevaluated | Score for 1) Disaster prevention vacant space and evacuation route |  |  |  | 0.5 | 0
| unevaluated | Score for 2) Continuity of business and life in the block (BCP, LCP, etc.) |  |  |  | 0.5 | 0
2.2.1.2 1) Disaster prevention vacant space and evacuation route
| unevaluated | Assessment criteria |  |  |  |  | N.A.
| Level 1 | No items are worked on. |  |  |  |  | assessed
| Level 2 | One item is worked on.
| Level 3 | Two items are worked on.
| Level 4 | Three items are worked on.
| Level 5 | Four items are worked on. |  |  |  |  | unevaluated | TRUE
|  | Checklist |  |  |  |  | 0
| unevaluated | [1] An appropriate plan regarding the scale and location of vacant space is established, and plenty of space is secured. |  |  |  |  | -
| unevaluated | [2] Urban fire prevention district is formed with firebreak belts. |  |  |  |  | -
| unevaluated | [3] Evacuation route network is formed including securement of road width (8 m or wider) and two directions for evacuation. |  |  |  |  | -
| unevaluated | [4] The distance to the nearest (or designated) evacuation site is 250 m or less. |  |  |  |  | -
2.2.1.2 2) Continuity of business and life in the block (BCP, LCP, etc.)
| unevaluated | Assessment criteria |  |  |  |  | -
| Level 1 | No consideration. |  |  |  |  | 1
| Level 2 | (Not applicable) |  |  |  |  | -
| Level 3 | BCP and LCP (for common areas of buildings and the block) are established by the developer. |  |  |  |  | 3
| Level 4 | BCP and LCP are established by the developer and occupants (tenants and inhabitants). |  |  |  |  | 4
| Level 5 | BCP and LCP are established by the developer and occupants (tenants and inhabitants), and a disaster prevention agreement is concluded with the municipalities or the like. |  |  |  |  | 5
unevaluated
2.2.2 Traffic safety
2.2.2 Score for "Traffic safety"
| #VALUE! |  |  |  |  | weighting coefficient | N.A.
| unevaluated | Score for 1) Execution of separating pedestrians and vehicles |  |  |  | 1 | 0
2.2.2 1) Execution of separating pedestrians and vehicles
| unevaluated | Assessment criteria |  |  |  |  | -
| Level 1 | No consideration. |  |  |  |  | 1
| Level 2 | (Not applicable) |  |  |  |  | -
| Level 3 | A mixing of pedestrians and vehicles may occur and safety is ensured by guidance, etc. |  |  |  |  | 3
| Level 4 | (Not applicable) |  |  |  |  | -
| Level 5 | An arrangement is planned so that a mixing of pedestrians and vehicles cannot occur as a rule while taking vulnerable road users into consideration. |  |  |  |  | 5
unevaluated
2.2.3 Crime prevention
2.2.3 Score for "Crime prevention"
| #VALUE! |  |  |  |  | weighting coefficient | N.A.
| unevaluated | Score for 1) Security measure |  |  |  | 1 | 0
2.2.3 1) Security measure
| unevaluated | Assessment criteria |  |  |  |  | N.A.
| Level 1 | No items are worked on. |  |  |  |  | assessed
| Level 2 | One item is worked on.
| Level 3 | Two items are worked on.
| Level 4 | Three items are worked on.
| Level 5 | Four items are worked on. |  |  |  |  | unevaluated | TRUE
|  | Checklist |  |  |  |  | 0
| unevaluated | [1] Night lighting is sufficiently installed. |  |  |  |  | -
| unevaluated | [2] Almost monitorable from the periphery. No blind spots. |  |  |  |  | -
| unevaluated | [3] Security cameras are deployed. |  |  |  |  | -
| unevaluated | [4] A patrol system of security guards is established. |  |  |  |  | -
2.3 Amenity
2.3.1 Convenience/welfare
2.3.1.1 Score for "Convenience"
| #VALUE! |  |  |  |  | weighting coefficient | N.A.
| unevaluated | Score for 1) Accessibility to facilities and services |  |  |  | 1 | 0
2.3.1.1 1) Accessibility to facilities and services
| unevaluated | Assessment criteria |  |  |  |  | -
| Level 1 | 1500 m or more |  |  |  |  | 1
| Level 2 | 800 m or more but less than 1500 m |  |  |  |  | 2
| Level 3 | 600 m or more but less than 800 m |  |  |  |  | 3
| Level 4 | 300 m or more but less than 600 m |  |  |  |  | 4
| Level 5 | Less than 300 m |  |  |  |  | 5
unevaluated
2.3.1.2 Score for "Health and welfare, education"
| unevaluated |  |  |  |  | weighting coefficient | N.A.
| 0 | Score for 1) Accessibility to facilities and services |  |  |  | 1 | 0
|  |  | unevaluated | [1] Distance to medical and health/welfare facilities (hospital/clinic that deals with daily medical treatment needs, elderly welfare facility, child welfare institution, welfare facility for mentally disabled people, etc.) |  | 0.33333 | 0
|  |  | unevaluated | [2] Distance to educational facilities (kindergarten, elementary school, and junior high school) |  | 0.33333 | 0
|  |  | unevaluated | [3] Distance to cultural facilities (library, museum, sport facility, etc.) (total time required for walking and public transportation) |  | 0.33333 | 0
2.3.1.2 1)Accessibility to facilities and services -[1] Distance to medical and health/welfare facilities
| unevaluated | Assessment criteria |  |  |  |  | -
| Level 1 | 1500 m or more |  |  |  |  | 1
| Level 2 | 800 m or more but less than 1500 m |  |  |  |  | 2
| Level 3 | 600 m or more but less than 800 m |  |  |  |  | 3
| Level 4 | 300 m or more but less than 600 m |  |  |  |  | 4
| Level 5 | Less than 300 m |  |  |  |  | 5
unevaluated
2.3.1.2 1)Accessibility to facilities and services -[2] Distance to educational facilities
| unevaluated | Assessment criteria |  |  |  |  | -
| Level 1 | 1500 m or more |  |  |  |  | 1
| Level 2 | 800 m or more but less than 1500 m |  |  |  |  | 2
| Level 3 | 600 m or more but less than 800 m |  |  |  |  | 3
| Level 4 | 300 m or more but less than 600 m |  |  |  |  | 4
| Level 5 | Less than 300 m |  |  |  |  | 5
unevaluated
2.3.1.2 1)Accessibility to facilities and services -[3] Distance to cultural facilities
| unevaluated | Assessment criteria |  |  |  |  | -
| Level 1 | 60 minutes or more |  |  |  |  | 1
| Level 2 | (Not applicable) |  |  |  |  | -
| Level 3 | 30 minutes or more but less than 60 minutes |  |  |  |  | 3
| Level 4 | (Not applicable) |  |  |  |  | -
| Level 5 | Less than 30 minutes |  |  |  |  | 5
unevaluated
2.3.2 Culture
2.3.2.1 Score for "History and culture"
| #VALUE! |  |  |  |  | weighting coefficient | N.A.
| unevaluated | Score for 1) Inheritance of history and culture, and creation of culture (creativity) |  |  |  | 1 | 0
2.3.2.1 1) Inheritance of history and culture, and creation of culture (creativity)
| unevaluated | Assessment criteria |  |  |  |  | N.A.
| Level 1 | No items are worked on. |  |  |  |  | assessed
| Level 2 | (Not applicable)
| Level 3 | One item is worked on.
| Level 4 | Two items are worked on.
| Level 5 | Three items are worked on. |  |  |  |  | unevaluated | TRUE
|  | Checklist |  |  |  |  | 0
| unevaluated | [1] Preservation and restoration of historical legacies and buildings |  |  |  |  | -
| unevaluated | [2] Efforts from a software aspect for preservation and inheritance of history and cultural assets |  |  |  |  | -
| unevaluated | [3] Other efforts for creation of new culture |  |  |  |  | -
2.3.2.2 Score for "View"
| #VALUE! |  |  |  |  | weighting coefficient | N.A.
| unevaluated | Score for 1) Consideration for formation of townscape and landscape in the district |  |  |  | 0.5 | 0
| unevaluated | Score for 2) Harmonization with the periphery |  |  |  | 0.5 | 0
2.3.2.2 1) Consideration for formation of townscape and landscape in the district
| unevaluated | Assessment criteria |  |  |  |  | N.A.
| Level 1 | No items are worked on. |  |  |  |  | assessed
| Level 2 | One to two items are worked on.
| Level 3 | Three to four items are worked on.
| Level 4 | Five to six items are worked on.
| Level 5 | Seven to eight items are worked on. |  |  |  |  | unevaluated | TRUE
|  | Checklist |  |  |  |  | 0
| unevaluated | [1] Consideration for wall surface position |  |  |  |  | -
| unevaluated | [2] Consideration for harmonization of exterior material and color |  |  |  |  | -
| unevaluated | [3] Consideration for human scale in low-story sections |  |  |  |  | -
| unevaluated | [4] Consideration for harmonization of material and color of pavement material |  |  |  |  | -
| unevaluated | [5] Consideration for tree species and arrangement of planting |  |  |  |  | -
| unevaluated | [6] Consideration for lighting, furniture, and sign planning |  |  |  |  | -
| unevaluated | [7] Consideration for effects of infrastructure on scenery |  |  |  |  | -
| unevaluated | [8] Consideration for large-scale parking lot |  |  |  |  | -
2.3.2.2 2) Harmonization with the periphery
| unevaluated | Assessment criteria |  |  |  |  | N.A.
| Level 1 | No items are worked on. |  |  |  |  | assessed
| Level 2 | (Not applicable)
| Level 3 | One item is worked on.
| Level 4 | Two items are worked on.
| Level 5 | Three items are worked on. |  |  |  |  | unevaluated | TRUE
|  | Checklist |  |  |  |  | 0
| unevaluated | [1] Consideration for landscape focal point |  |  |  |  | -
| unevaluated | [2] Consideration for continuity of natural environment |  |  |  |  | -
| unevaluated | [3] Consideration for skylines of peripheral area |  |  |  |  | -

## Q3 scorings
Q3 Economy | [5 empty] | 1 | Level 1 | ■Level 1 | #VALUE! | Not worked on
|  |  |  | For the colored cells, select the appropriate term from the pull-down menu |  | 2 | Level 2 | ■Level 2 | #VALUE! | Worked on
3.1 Traffic/Urban structure |  |  |  | or enter the appropriate value or comment. |  | 3 | Level 3 | ■Level 3 | #VALUE! | unevaluated
3.1.1 Traffic | [5 empty] | 4 | Level 4 | ■Level 4 | #VALUE!
| 3.1.1.1 Score for "Development of traffic facilities" |  |  |  |  | 5 | Level 5 | ■Level 5 | #VALUE!
| #VALUE! |  |  |  | weighting coefficient | N.A.
| unevaluated | Score for 1) The development level of roads, parking lots, bicycles parking areas etc. |  |  | 0.5 | 0
| unevaluated | Score for 2) Usability of public transportation |  |  | 0.5 | 0
3.1.1.1 1) The development level of roads, parking lots, bicycles parking areas etc.
| unevaluated | Assessment criteria |  |  |  | -
| Level 1 | Response status to the demand is unclear. |  |  |  | 1
| Level 2 | (Not applicable) |  |  |  | -
| Level 3 | Response status to the demand is clear. The planning standard is fulfilled quantitatively. |  |  |  | 3
| Level 4 | (Not applicable) |  |  |  | -
| Level 5 | Fulfilled quantitatively. Also, comfort is considered in terms of arrangement and shape. |  |  |  | 5
unevaluated
3.1.1.1 2) Usability of public transportation
| unevaluated | Assessment criteria |  |  |  | -
| Level 1 | The distance to a station is 1 km or more or to a bus stop is 500 m or more, and any comprehensive transportation measures are not taken. |  |  |  | 1
| Level 2 | The distance to a station is 600 m or more (and less than 1 km) or to a bus stop is 300 m or more (and less than 500 m), and any comprehensive transportation measures are not taken. |  |  |  | 2
| Level 3 | The distance to a station is less than 600 m or to a bus stop is less than 300 m, or comprehensive transportation measures are taken though the above is not met. |  |  |  | 3
| Level 4 | The distance to a station is less than 300 m or a bus stop is directly connected, or comprehensive transportation measures are taken though the distance is equivalent to level 3. |  |  |  | 4
| Level 5 | A station is directly connected, or comprehensive transportation measures are taken though the distance is equivalent to level 4. |  |  |  | 5
unevaluated
3.1.1.2 Score for "Logistics management"
| #VALUE! |  |  |  | weighting coefficient | N.A.
| unevaluated | Score for 1) Rationalization, cooperative delivery, etc., of logistics (including carrying out of waste material). |  |  | 1 | 0
3.1.1.2 1) Rationalization, cooperative delivery, etc., of logistics (including carrying out of waste material)
| unevaluated | Assessment criteria |  |  |  | -
| Level 1 | Measures are not taken. |  |  |  | 1
| Level 2 | (Not applicable) |  |  |  | -
| Level 3 | Rules for freight handling (carrying in/out route, time zone, etc.) exist. |  |  |  | 3
| Level 4 | Level 3 is met. In addition, sufficient space is secured for freight handling. |  |  |  | 4
| Level 5 | Level 4 is met. In addition, cooperative delivery is worked on. |  |  |  | 5
unevaluated
3.1.2 Urban structure
3.1.2.1 Score for "Consistency with and complementing upper level planning"
| #VALUE! |  |  |  | weighting coefficient | N.A.
| unevaluated | 1) Consistency with and utilization of urban infrastructures |  |  | 1 | 0
3.1.2.1 1) Consistency with and utilization of urban infrastructures
| unevaluated | Assessment criteria |  |  |  | -
| Level 1 | Any consistency is not considered. |  |  |  | 1
| Level 2 | (Not applicable) |  |  |  | -
| Level 3 | Consistent with an upper level plan. |  |  |  | 3
| Level 4 | (Not applicable) |  |  |  | -
| Level 5 | Level 3 is met. District plans are proposed and introduced, or contributions to solving urban structural issues that were a concern in the area are worked on. |  |  |  | 5
unevaluated
3.1.2.2 Score for "Land use"
| #VALUE! |  |  |  | weighting coefficient | N.A.
| unevaluated | Score for 1) Utilization level of standard floor area ratio |  |  | 0.5 | 0
| unevaluated | Score for 2) Handling of brownfield site |  |  | 0.5 | 0
3.1.2.2 1) Utilization level of standard floor area ratio
| unevaluated | Assessment criteria |  |  |  | N.A.
| Level 1 | Level 2 is not met. |  |  |  | 1
| Level 2 | 30% of the standard floor area ratio is utilized. |  |  |  | 2
| Level 3 | 50% or more of the standard floor area ratio is utilized. |  |  |  | 3
| Level 4 | The major portion (90% or more) of the standard floor area ratio is utilized. |  |  |  | 4
| Level 5 | Space larger than the standard floor area ratio is realized by a system or method. |  |  |  | 5
unevaluated
3.1.2.2 2) Handling of brownfield site
| unevaluated | Assessment criteria |  |  |  | N.A.
| Level 1 | (Not applicable) |  |  |  | -
| Level 2 | (Not applicable) |  |  |  | -
| Level 3 | (Not applicable) |  |  |  | -
| Level 4 | The district is designated as an "area for which notification is required upon a change to form or nature". For development, a plan for prevention of diffusion is notified and a measurement based on that is taken. |  |  |  | 4
| Level 5 | The area designation of the act is canceled by taking an independent detoxifying measure. |  |  |  | 5
unevaluated
3.2 Growth potential
3.2.1 Population
3.2.1.1 Score for "Inhabitant population"
| #VALUE! |  |  |  | weighting coefficient | N.A.
| unevaluated | Score for 1) Planned population or actual population (for assessment of existing state) |  |  | 1 | 0
3.2.1.1 1) Planned population or actual population
| unevaluated | Assessment criteria |  |  |  | -
| Level 1 | Decreased by half in comparison to the past state. |  |  |  | 1
| Level 2 | Middle between level 1 and level 3. |  |  |  | 2
| Level 3 | Equivalent or higher in comparison to the past state. |  |  |  | 3
| Level 4 | Increased twofold in comparison to the past state. |  |  |  | 4
| Level 5 | Increased fourfold in comparison to the past state. |  |  |  | 5
unevaluated
3.2.1.2 Score for "Staying population"
| #VALUE! |  |  |  | weighting coefficient | N.A.
| unevaluated | Score for 1) Average number of persons staying in each building type |  |  | 1 | 0
3.2.1.2 1) Average number of persons staying in each building type
| unevaluated | Assessment criteria |  |  |  | -
| Level 1 | Decreased by half in comparison to the past state. |  |  |  | 1
| Level 2 | Middle between level 1 and level 3. |  |  |  | 2
| Level 3 | Equivalent or higher in comparison to the past state. |  |  |  | 3
| Level 4 | Increased twofold in comparison to the past state. |  |  |  | 4
| Level 5 | Increased fourfold in comparison to the past state. |  |  |  | 5
unevaluated
Ref.) Estimated staying population (Average number of persons staying in each building type)
108.5 people
3.2.2 Economic development
3.2.2.1 Score for "Revitalization activity"
| unevaluated |  |  |  | weighting coefficient | N.A.
| unevaluated | Score for 1) Efforts for economic revitalization programs |  |  | 1 | 0
3.2.2.1 1) Efforts for economic revitalization programs
| N.A. | Assessment criteria (Housing) |  |  |  | N.A.
| Level 1 | (Not applicable) |  |  |  | assessed
| Level 2 | (Not applicable)
| Level 3 | No items are worked on.
| Level 4 | One item is worked on.
| Level 5 | Two or more items are worked on.
| N.A. | Checklist |  |  |  | unevaluated | TRUE
| unevaluated | Housing | [1] An organization that attracts company advancement and investment to the area exists. |  |  | - | 0
| unevaluated |  | [2] Cooperative sales promotion and events are implemented organizationally and systematically. |  |  | -
| unevaluated |  | [3] Products are purchased systematically from local companies. |  |  | -
| unevaluated |  | [4] Cooperative activities with the area are implemented. |  |  | -
| unevaluated |  | [5] Business schemes for establishment of financial base of area management such as finance are set. |  |  | -
| unevaluated |  | [6] Other advanced efforts exist. |  |  | -
| unevaluated | Assessment criteria (Non-housing) |  |  |  | N.A.
| Level 1 | No items are worked on. |  |  |  | assessed
| Level 2 | One item is worked on.
| Level 3 | Two items are worked on.
| Level 4 | Three items are worked on.
| Level 5 | Four or more items are worked on.
| Assessed | Checklist |  |  |  | unevaluated | TRUE
| unevaluated | Non-housing | [1] An organization that attracts company advancement and investment to the area exists. |  |  | - | 0
| unevaluated |  | [2] Cooperative sales promotion and events are implemented organizationally and systematically. |  |  | -
| unevaluated |  | [3] Products are purchased systematically from local companies. |  |  | -
| unevaluated |  | [4] Cooperative activities with the area are implemented. |  |  | -
| unevaluated |  | [5] Business schemes for establishment of financial base of area management such as finance are set. |  |  | -
| unevaluated |  | [6] Other advanced efforts exist. |  |  | -
3.3 Efficiency/Rationality
3.3.1 Information system
3.3.1.1 Score for "Information service performance"
| #VALUE! |  |  |  | weighting coefficient | N.A.
| unevaluated | 1) Flexibility and usability of information environment of the block (LAN or wireless LAN) |  |  | 1 | 0
3.3.1.1 1) Flexibility and usability of information environment of the block
| unevaluated | Assessment criteria |  |  |  | N.A.
| Level 1 | No items are worked on. |  |  |  | assessed
| Level 2 | One item is worked on.
| Level 3 | Two items are worked on.
| Level 4 | Three items are worked on.
| Level 5 | Four or more items are worked on. |  |  |  | unevaluated | TRUE
|  | Checklist |  |  |  | 0
| unevaluated | [1] Sufficient capacity of communication line is secured in comparison to estimated communication traffic volume in the block. |  |  |  | -
| unevaluated | [2] CATV is introduced. |  |  |  | -
| unevaluated | [3] Security is assured by network monitoring. |  |  |  | -
| unevaluated | [4] Connectivity to high speed Internet is secured even for outdoor space. |  |  |  | -
| unevaluated | [5] Other advanced efforts exist. |  |  |  | -
3.3.1.2 Score for "Block management"
| #VALUE! |  |  |  | weighting coefficient | N.A.
| unevaluated | Score for 1) Block infrastructure system management utilizing ICT |  |  | 1 | 0
3.3.1.2 1) Block infrastructure system management utilizing ICT
| unevaluated | Assessment criteria |  |  |  | N.A.
| Level 1 | (Not applicable) |  |  |  | assessed
| Level 2 | No items are worked on.
| Level 3 | One item is worked on.
| Level 4 | Two items are worked on.
| Level 5 | Three or more items are worked on. |  |  |  | unevaluated | TRUE
|  | Checklist |  |  |  | 0
| unevaluated | [1] Water demand and supply management |  |  |  | -
| unevaluated | [2] Waste treatment and recycling |  |  |  | -
| unevaluated | [3] Medical information |  |  |  | -
| unevaluated | [4] Public service information |  |  |  | -
| unevaluated | [5] Traffic management |  |  |  | -
3.3.2 Energy system
3.3.2.1 Score for "Possibility to make demand/supply system smart"
| #VALUE! |  |  |  | weighting coefficient | N.A.
| unevaluated | Score for 1) Flexibility to change in energy demand and price (such as diversified supplier, DR, etc.) |  |  | 1 | 0
3.3.2.1 1) Flexibility to change in energy demand and price
| unevaluated | Assessment criteria |  |  |  | N.A.
| Level 1 | No items are worked on. |  |  |  | assessed
| Level 2 | One item is worked on.
| Level 3 | Two items are worked on.
| Level 4 | Three items are worked on.
| Level 5 | Four or more items are worked on. |  |  |  | unevaluated | TRUE
|  | Checklist |  |  |  | 0
| unevaluated | [1] A smart meter is introduced. |  |  |  | -
| unevaluated | [2] BEMS and HEMS are introduced in buildings. |  |  |  | -
| unevaluated | [3] CEMS is established in the whole block. |  |  |  | -
| unevaluated | [4] Renewable energy and unused energy are utilized. |  |  |  | -
| unevaluated | [5] The other schemes of advanced efforts or business exist. |  |  |  | -
3.3.2.2 Score for "Updatability and expandability"
| #VALUE! |  |  |  | weighting coefficient | N.A.
| unevaluated | Score for 1) Medium- and long-term ease of update and expansion for the whole block |  |  | 1 | 0
3.3.2.2 1) Medium- and long-term ease of update and expansion for the whole block
| unevaluated | Assessment criteria |  |  |  | N.A.
| Level 1 | No items are worked on. |  |  |  | assessed
| Level 2 | (Not applicable)
| Level 3 | One item is worked on.
| Level 4 | (Not applicable)
| Level 5 | Two or more items are worked on. |  |  |  | unevaluated | TRUE
|  | Checklist |  |  |  | 0
| unevaluated | [1] Piping and wiring material that has long renewal period are selected. |  |  |  | -
| unevaluated | [2] A utility corridor exists. |  |  |  | -
| unevaluated | [3] Other advanced efforts or business schemes exist. |  |  |  | -

## L scorings
L; Environmental load in urban development | [12 empty] | Central part of metropolitan area |  |  |  |  | Tokyo 23 wards
[7 empty] | For the colored cells, select the appropriate term from | [5 empty] | Suburb of metropolitan area |  |  |  |  | Nagoya city, Osaka city
[7 empty] | the pull-down menu or enter the appropriate value or comment. | [5 empty] | Local city
| 1.Object city | [11 empty] | 都心部の一般事務所ビル |  | 1 | Hokkaido
[13 empty] | 周辺部の一般事務所ビル |  | 0 | Tohoku
| 1) City classification of object area |  |  |  |  | Classification | Location of object area | [5 empty] | 都心部の単館型事務所ビル |  | 0 | Kanto
| Select city classification from the menu below by referring the table on the right. |  |  |  |  | Central part of metropolitan area | Tokyo 23 wards, Nagoya city, Osaka city | [5 empty] | 周辺部の単館型事務所ビル |  | 0 | Hokuriku-sinetsu
| Determine if the are locates in tokyo 23 wards or not | [11 empty] | 3 Central part of metropolitan area |  | 1 | Chubu
| in case of Central part of metropolitan area. |  |  |  |  | Suburb of metropolitan area | Cities in three major metropolitan areas (Tokyo, Saitama, Chiba, Kanagawa, Aichi, Gifu, Mie, Osaka, Kyoto, Hyogo, and Nara prefectures) except for above-mentioned cities | [5 empty] | 3 Suburb of metropolitan areaおよび地方中枢都市 |  | 0 | Kinki
| Central part of metropolitan area | → | Tokyo 23 wards |  | 1 | [7 empty] | 三大都市圏周辺部およびLocal city |  | 0 | Chugoku
[6 empty] | Local city | Cities outside of three major metropolitan areas | [5 empty] | Hokkaido |  | 0 | Shikoku
| 2) Region of object area | [11 empty] | Tohoku |  | 0 | Kyushu
| Select location and area category from the menu below | [11 empty] | Kanto |  | 1
[6 empty] | 3. Distance to nearest railway station | [6 empty] | Hokuriku-sinetsu |  | 0
| Kanto |  |  |  |  | If there are two or more nearest stations, calculate the distance using the following formula | [6 empty] | Chubu |  | 0
[6 empty] | [Site area of each block] x [Distance from nearest station to each block] | [6 empty] | Kinki |  | 0
| IV | [5 empty] | / [Site area of whole blocks] | [5 empty] | Chugoku |  | 0
[6 empty] | [Distance to nearest railway station] = |  |  |  | m |  |  | Shikoku |  | 0
[13 empty] | Kyushu |  | 0
| 2. Entry of overview of buildings in the block |  |  |  |  | 4. Estimation of staying population | [6 empty] | Transfer ratio from other area
[6 empty] | Estimation from the average number of persons staying in each building type | [7 empty] | Area near station | Greater Zone
| 1) Site area of object block | 2.5 |  | ha |  | (energy intensity data from "guidebook for energy saving standard | [8 empty] | Suburb of metropolitan area |  | Local city
[6 empty] | and calculation method" IBEC) | [6 empty] | Residential | 75% | 15% |  | 10%
| 2) Floor area of buildings in object block (present and future) | [11 empty] | Business | 75% | 15% |  | 10%
| Enter present state of floor area of buildings within the object block |  |  |  |  | (Post-execution of counter measures) | [6 empty] | Commercial | 75% | 15% |  | 10%
| Enter future state of floor area of buildings by estimating completion stage |  |  |  |  | Building application | A: Gross floor area (m2) | B：staying pop. (persons/m2-day) （人／㎡日） | A*B | (Adjustment rate) | Adjusted |  | Medical | 75% | 15% |  | 10%
| of the block development project. | [7 empty] | (p/d) |  | (p/d) |  | 用途別延べ床面積（m2）
| Floor area by building types (m2) | Present |  | Future |  | Residential | 900 | 0.05 | 45 | 0.7 | 31.5 |  | Residential | 900 | 900
|  | (m2) |  | (m2) |  | Business | 2000 | 0.077 | 154 | 0.5 | 77 |  | Business | 2000 | 2000
| Offices | 2000 |  | 2000 |  | Commercial | 0 | 0.0896 | 0 | 0.5 | 0 |  | Commercial | 0 | 0
| Schools |  |  |  |  | Medical | 0 | 0.1 | 0 | 0.5 | 0 |  | Medical | 0 | 0
Elementary, junior high and high schools
| Retailers |  |  |  |  | Total | 2900 |  |  |  | 108.5 people
| Restaurants | [11 empty] | Building application
| Halls | [11 empty] | Residential
| Factories |  |  |  |  | 5. Determination of CO2 emissions factor of electric power | [6 empty] | Business
| Hospitals | [11 empty] | Commercial
| Hotels |  |  |  |  | Determine the value of CO2 emission factor with the setting sheet by | [6 empty] | Medical
| Housing complexes | 400 |  | 400 |  | using the button below
| (Detached houses) | 500 |  | 500 |  |  | emissions factor of electric power
| Total | 2900 |  | 2900 |  | Set |  |  | 0.525 | kg-CO2/kWh
| 3) If housing complex is in object block |  | Residential ratio | 0 | %
6. Energy saving measures of buildings
Enter the effects of energy saving measures of buildings by building type.
The energy saving effect is determined as an CO2 reduction rate compare to the common standard level.
| CO2 reduction rate is calculated from practical number or choice of energy saving measure, by selecting a method from the list below. | [9 empty] | 3
| [1] Calculation based on result value | [5 empty] | →Enter result value
| [2] Calculation based on target reduction ratio | [5 empty] | →Enter target reduction rate
| [3] Calculation based on individual simulation of introduced CO2 reduction measure | [5 empty] | →Enter simulated value
| [4] Estimation based on introduced energy saving measure | [5 empty] | →Select energy saving measure
[1] is chosen if record of energy consumption of the object area is available when existing urban block is assessed as current state.
[2] is chosen to assess target energy saving in future, by entering target reduction rate of energy consumption.
[3] is chosen if amount of CO2 emission from planned development area is calculated by using a method publicly available.
[4] is chosen if there is no record, simulation result or target available, by setting application rate of energy saving measures to be introduced.
7. Entry of greening area
This calculates amount of CO2 absorption by greening area within the object area as standard method example (4)
described in the Manual for Low Carbon City Development (MLIT, MOE, and METI, December 2012) .
Enter the greening area in the site of the block.
| Greening area in the site of the block |  |  |  | ha
4

## Lの総合スコア (hidden)
■CASBEE街区改定版 Lのスコア計算シート
入力シートの内容から、Lの総合スコアを計算しました。
CO2排出量の削減量やLスコア、ΔLスコア等の算定内容を以下に示します。
| Lの総合スコア | 0.7273 | （０≦L≦１００：Lの総合スコア＝０が最高水準、５０で一般的水準）
| SLRスコア | 4.9709 | （１≦SLR≦５：SLR＝５が最高水準、SLR＝３で一般的水準）
■CO2排出量チャートの表示値の計算
| 交通 | 民生 | みどり（吸収量） | 合計 | 削減率（%）
BAU | 1.1737 | 2.0269 | 0.01341 | 3.1871
施策後 | 1.1737 | 0 | 0 | 1.1737 | 63.175
削減率
[5 empty] | 63.175 | %
1
■街区のCO2排出量の計算
「BAUに対する交通部分のCO2削減量」、「BAUに対するエネルギー部分のCO2削減量」、 | [6 empty] | Central part of metropolitan area | 127.3427 | 127.3427
「みどり分野の施策による吸収量」の試算結果 | [6 empty] | Suburb of metropolitan area | 153.9399 | 153.9399
[7 empty] | Local city | 343.9658 | 343.9658
分野 | 施策前（BAU） | 削減量・吸収量 | 施策後
| （t-CO2/年） | （t-CO2/年） | （t-CO2/年）
交通 | 127.3427 | 0 | 127.3427
民生 | 219.917 | 219.917 | 0
みどり | -1.455 | -1.455 | 0
合計 | 345.8046 | 218.462 | 127.3427
人口の試算 （IBEC「省エネルギー基準と計算の手引き」の原単位を使用）
（施策後）
施設種類 | A:延床面積（㎡） | B：在室人数 （日平均） | A×B | （補正） | 補正後
|  | （人／㎡日） | （人／日） |  | （人/日）
住宅 | 900 | 0.05 | 45 | 0.7 | 31.5
業務 | 2000 | 0.077 | 154 | 0.5 | 77
商業 | 0 | 0.0896 | 0 | 0.5 | 0
医療 | 0 | 0.1 | 0 | 0.5 | 0
合計 | 2900 |  |  |  | 108.5 | 人
CO2排出量（t-CO2/[年・人])
BAU | 削減量 | 施策後
3.1871 | 2.0135 | 1.1737
■Lの総合スコア
Lの総合スコアはCO2排出量の削減率から以下の式により算出する。
|  | 1 |  | L= | 0.7273
1+exp（-a*(x-m))
|  |  |  | SLR= | 4.9709
|  | a= | 2.6515
|  | x= | 1.1737
| x： L施策 | m= | 3.0278
m：LBAU×0.95
8ln(3)
a＝
LBAU
L＝100×
建物延床面積室に対する室の割合：0.70
×年間稼働率：
260日/365日（非住宅）
365日/365日（住宅）
CASBEE新築、CASBEE住宅が
改定された時点で係数が見直される可能性があります

## １号基準別添算定シート (hidden)
計算シートについて
○対象都市
・下表のとおり、都市規模別に計算シートを作成
| 分類 | 対象都市
| 大都市圏中心部 | 東京23区、名古屋市、大阪市
| 大都市圏郊外部 | 三大都市圏（東京都、埼玉県、千葉県、神奈川県、愛知県、岐阜県、三重県、大阪府、京都府、兵庫県、奈良県）に属する上記以外の都市
| 地方都市 | 三大都市圏以外の都市
○留意事項
・ に数値を記入
・シートに入力済の既定値については、既存の統計データより設定したものである。
なお、「（C)交通手段分担率」、「（D）１トリップ当たり移動距離」、「（E）交通手段別CO2排出量
原単位」については、地方公共団体において既往のデータ等が存在する場合には、適宜数
値を入れ替えて使用することが可能。
・「駅周辺地区」「広域圏」とは、「（C）交通手段分担率」の算定のために設定したエリアであり、
イメージ、定義等は以下のとおり。
【集約都市開発事業の実施により、広域に分散していた都市機能の利用者が事業地区へ集約される】
駅周辺
広域圏
数km程度
①広域圏から事業地区
へ移転するトリップ（利用者）
②駅周辺地区から事業地区
へ移転するトリップ（利用者）
①
①
①
②
②
事業地区

## L (detail)
Energy detail entry sheet
Entry method： | [3] Calculation based on individual simulation of introduced CO2 reduction measure
[1] Enter result value | [9 empty] | Top
Entre values of energy consumption records of buildings within object block. |  |  |  | When the past block conditions are evaluated without change and the actual results in the object site are available, enter the result value.
Enter sum of result values by building type if there are more than one building in the block.
Enter values of CO2 emission record if only amount of CO2 emission and information can be obtained, but records of energy use are not available.
Entry method | CO2 emission record | [8 empty] | 3 |  | Energy consumption record
CO2 emission record
Building type | Gross floor area (m2) | Primary energy consumption by energy type |  |  |  |  | Total
|  | Electricity | Town gas | Kerosene | Type A heavy oil | LPG |  |  |  |  | Building type | CO2 intensity (t-CO2/yr)
|  | kWh/yr. | m3/yr. | L/yr. | L/yr. | kg/yr. | GJ/yr. | t-CO2/yr. | MJ/m2yr | kg-CO2/m2yr |  | object | Ref
Offices | 2000 | [5 empty] | 0 | 0 | 0 | 0 | Offices
Schools | 0 | [5 empty] | 0 | 0 | 0 | 0 | Schools
Elementary, junior high and high schools | 0 | [5 empty] | 0 | 0 | 0 | 0 | Elementary, junior high and high schools
Retailers | 0 | [5 empty] | 0 | 0 | 0 | 0 | Retailers
Restaurants | 0 | [5 empty] | 0 | 0 | 0 | 0 | Restaurants
Halls | 0 | [5 empty] | 0 | 0 | 0 | 0 | Halls
Factories | 0 | [5 empty] | 0 | 0 | 0 | 0 | Factories
Hospitals | 0 | [5 empty] | 0 | 0 | 0 | 0 | Hospitals
Hotels | 0 | [5 empty] | 0 | 0 | 0 | 0 | Hotels
Housing complexes | 400 | [5 empty] | 0 | 0 | 0 | 0 | Apartments
(Detached houses) | 500 | [5 empty] | 0 | 0 | 0 | 0 | (Detached houses)
Total | 2900 | 0 | 0 | 0 | 0 | 0 | 0 | 0 | 0 | 0 |  | 0 | 219.917
| Primary energy consumption equivalent | 9.76 | 44.8 | 36.7 | 39.1 | 50.8 | MJ/
| CO2 emission factor | 0.525 | 2.2355 | 2.4883 | 2.7096 | 2.9972 | kg-CO2/ |  |  | Top
[2] Enter target reduction rate | [9 empty] | Top
Enter target value of CO2 reduction rate in the future from energy use of buildings in object area.
Enter "10" if the reduction rate is 10%.
1) method of target value setting |  | By building type | 9
[11 empty] | Building type | CO2 emission (t-CO2/yr) |  |  | Whole building
2) Target value of | Whole building |  | % | [8 empty] | object | Ref |  | By building type
CO2 reduction | Offices |  | % | [7 empty] | Offices | 205.1405 | 205.1405
| Schools |  | % | [7 empty] | Schools | 0 | 0
| Elementary, junior high and high schools |  | % | [7 empty] | Elementary, junior high and high schools | 0 | 0
| Retailers |  | % | [7 empty] | Retailers | 0 | 0
| Restaurants |  | % | [7 empty] | Restaurants | 0 | 0
| Halls |  | % | [7 empty] | Halls | 0 | 0
| Factories |  | % | [7 empty] | Factories | 0 | 0
| Hospitals |  | % | [7 empty] | Hospitals | 0 | 0
| Hotels |  | % | [7 empty] | Hotels | 0 | 0
| Housing complexes |  | % | [7 empty] | Apartments | 0 | 0
| (Detached houses) |  | % | [7 empty] | (Detached houses) | 14.7765 | 14.7765
[12 empty] | 219.917 | 219.917
[3] Enter simulated value | [9 empty] | Top
Enter predicted value of CO2 reduction rate (simulation result) in the future from energy use of buildings in object area.
Enter reference value of CO2 emission amount of operation stage from LCCO2 calculation result by CASBEE.
Use CASBEE-BD(NC) for apartment, or use CASBEE-DH(NC) for detached houses.
Building type | Gross floor area (m2) | CO2 emission kg-CO2/m2yr
[11 empty] | Building type | CO2 emission (t-CO2/yr)
[12 empty] | object | Ref
Offices | 2000 | [9 empty] | Offices | 0 | 205.1405
Schools | 0 | [9 empty] | Schools | 0 | 0
Elementary, junior high and high schools | 0 | [9 empty] | Elementary, junior high and high schools | 0 | 0
Retailers | 0 | [9 empty] | Retailers | 0 | 0
Restaurants | 0 | [9 empty] | Restaurants | 0 | 0
Halls | 0 | [9 empty] | Halls | 0 | 0
Factories | 0 | [9 empty] | Factories | 0 | 0
Hospitals | 0 | [9 empty] | Hospitals | 0 | 0
Hotels | 0 | [9 empty] | Hotels | 0 | 0
Housing complexes | 400 | [9 empty] | Apartments | 0 | 0
(Detached houses) | 500 | [9 empty] | (Detached houses) | 0 | 14.7765
| 2900 | [10 empty] | 0 | 219.917
[4] Select energy saving measure | [9 empty] | Top
Enter approximate application rate of each measure according to what extent the measure is applied for.
Enter "100"(%) if the measure is applied for entire building. Enter "0" if the measure is not applied at all.
(Non-housing) |  |  |  | Application rate (%)
1. Improvement of building envelope | Double grazing for window openings instead of single grazing* |  |  |  | * apply it if the insulation performance of openings are higher than double grazing with opaque grasses | [5 empty] | Building type | CO2 emission (t-CO2/yr) |  | Reduction rate | Mec | 熱源（主機） | 熱源（補機） | 空調 | 換気 | 照明 | ｺﾝｾﾝﾄ | 衛生 | 給湯 | その他
| Eaves and louvers for window openings* |  |  |  | * apply it to the main windows | [6 empty] | object | Ref |  | Reduction rate | 100% | 100% | 100% | 100% | 100% | 100% | 100% | 100% | 100%
| Enhanced insulation performance of outer walls and roof* |  |  |  | * apply it when U values of openings are less than 4.0W/(m2*K) and | [5 empty] | Offices | 205.1405 | 205.1405 | 100%
2. Revision of operational conditions | Easing temperature setting 2 degree Celsius for air-conditioning (28 degree for cooling and 20 degree for heating) |  |  |  | U values of outer walls are less than 2.0W/(m2*K) | [5 empty] | Schools | 0 | 0 | 100% | Offices | 15.45% | 9.482% | 10.64% | 5.288% | 24.67% | 23.96% | 1.911% | 0% | 8.602%
| Optimize illuminance at 500lx instead of 700lx | [9 empty] | Elementary, junior high and high schools | 0 | 0 | 100% | Schools | 35% | 5% |  | 5.288% | 30% | 6.8% | 1.911% | 10.9% | 5.1%
3. Installation of | Introduction of VWV instead of CWV (air conditioning) | [9 empty] | Retailers | 0 | 0 | 100% | Elementary, junior high and high schools | 35% | 5% |  | 5.288% | 30% | 6.8% | 1.911% | 10.9% | 5.1%
energy saving measures | Introduction of VWV instead of CWV (heat source side) | [9 empty] | Restaurants | 0 | 0 | 100% | Retailers | 29.5% | 1.9% | 7.4% | 6% | 22% | 5.8% | 0.6% | 6.7% | 20.1%
| Introduction of VAV instead of CAV | [9 empty] | Halls | 0 | 0 | 100% | Restaurants | 29.5% | 1.9% | 7.4% | 6% | 22% | 5.8% | 0.6% | 6.7% | 20.1%
| Outer air cooling system | [9 empty] | Factories | 0 | 0 | 100% | Halls | 15.45% | 9.482% | 10.64% | 5.288% | 24.67% | 23.96% | 1.911% | 0% | 8.602%
| Heat exchanger | [9 empty] | Hospitals | 0 | 0 | 100% | Factories | 15.45% | 9.482% | 10.64% | 5.288% | 24.67% | 23.96% | 1.911% | 0% | 8.602%
| CO2 control for outer air intake | [9 empty] | Hotels | 0 | 0 | 100% | Hospitals | 28.6% | 3.7% | 12% | 3.9% | 14.7% | 7.7% | 0.8% | 18% | 10.6%
| VWV control for cooling water | [9 empty] | Apartments | 0 | 0 | 102.6% | Hotels | 28.6% | 3.7% | 18.6% | 3.9% | 14.7% | 7.7% | 0.8% | 9.9% | 12.1%
| VVVF control for elevator | [9 empty] | (Detached houses) | 15.629 | 14.7765 | 105.8% | Housing complexes
| Control of other ventilated rooms | [9 empty] | PV | 0 |  |  | (Detached houses)
| Lighting control, such as occupancy sensor and illuminance sensor | [9 empty] | Solar collection | 0
4. Replacement to highly | Installation of highly efficient heat source equipment* |  |  |  | * apply it if the equipment meets green procurement standard | [5 empty] | CHP | 0
efficient equipment | Installation of Hf type or LED lighting | [9 empty] | CO2 emission total | 220.7695 | 219.917
| Installation of highly efficient transformer* |  |  |  | * apply it if the equipment meets toprunner standard of 2014 version
| Installation of highly efficient ventilation fan motor* |  |  |  | * apply it if the equipment meets green procurement standard
| Installation of highly efficient water heater* |  |  |  | * apply it if the equipment meets green procurement standard
5. Introduction of new / | Introduction of Photovoltaic panel* |  |  |  | * enter rated capacity to be introduced by kW. (PV is assumed to generate 1000kWh/kW-yr. as condition of estimation.)
renewable energy | Introduction of solar heat collector* |  |  |  | * enter capacity to be introduced by panel area (m2). As condition of simulation, the efficiency of solar heat collection is assumed at 50%, and it substitutes town gas for water heating.
6. efficient system | Introduction of CHP* |  |  |  | * enter amount of CO2 reduction by t-CO2/yr. according to the calculation result using calculation method for energy saving standard enacted in 2013.
７．DHC | Heat supply from DHC plant* |  |  |  | * enter"100" if cooling and heating heat are both supplied from DHC.
| Establishment of energy management body* |  |  |  | * enter "100" if an energy management body after operates is clearly organized.
(Housing) |  |  |  | Application rate (%)
1. Improvement of building envelope | Energy-saving Measure Grades in Japan Housing Performance Indication Standards* |  |  | 0 | *Enter Grade "1" to "4", or "5" when it exceeds performance of Grade 4.
2. Introduction of natural / | Efforts against sunlight penetration
renewable energy | Efforts to introduce natural ventilation
3. Installation of | Highly efficient heating equipment
energy saving measures | Highly efficient cooling equipment
Fuel-burning latent heat recovery instant-supply water heaters, electric heat pump water heater
Energy efficient Lighting and Home appliances
| Energy efficient ventilation system | [8 empty] | Top

## 大都市中心部 (hidden)
＜大都市圏中心部＞ |  |  |  |  | はリンクにより値を決定 |  |  |  | PAGE1/5
CO2排出量 ＝ Σ（用途別）（交通手段別）｛(A)延床面積 × (B)単位面積当たり発生集中トリップ原単位 × (C)交通手段分担率
× (D)１トリップ当たり平均移動距離 × (E)交通手段別CO2排出量原単位 ｝
(A)延床面積の設定
①事業前後の用途別延床面積の入力
対象とする事業地区（駅周辺地区内）の事業前、事業後の用途別の延床面積を入力（従前、従後とも床の利用実態を勘案し空室を除くこと）
|  | 【事業前】 |  |  | 【事業後】
|  | 施設種類 | 延床面積（㎡） |  | 施設種類 | 延床面積（㎡）
|  | 住宅 | 900 |  | 住宅 | 900
|  | 業務 | 2000 |  | 業務 | 2000
|  | 商業 | 0 |  | 商業 | 0
|  | 医療 | 0 |  | 医療 | 0
|  | 合計 | 2900 |  | 合計 | 2900
(B)単位面積当たり発生集中トリップ原単位の設定 ＜大規模開発地区関連交通マニュアル＞
①鉄道駅までの距離の入力
対象とする事業地区の鉄道駅までの距離を入力
【事業前＝事業後】
|  | 鉄道駅までの距離（m） | 0
②事業前の用途別トリップ発生集中原単位の設定
業務・商業について、対象とする事業地区の属する分類を選択し、右端に「１」を入力
|  | 【事業前・住宅】 | 発生集中原単位 （人T.E/ha・日）
|  | 全て | 700
|  | 【事業前・業務】 |  | カテゴリー別発生集中原単位（人T.E/ha・日） | 鉄道駅からの距離（m） | 鉄道駅からの距離による割引率 | 割引後発生集中原単位（人T.E/ha・日） | 選択フラグ（選択した行に「1」を入力）
|  | 都心部の一般事務所ビル |  | 2850 | 0 | 1 | 2850 | 1
|  | 周辺部の一般事務所ビル |  | 2475 |  |  | 2475 | 0
|  | 都心部の単館型事務所ビル |  | 2325 |  |  | 2325 | 0
|  | 周辺部の単館型事務所ビル |  | 1650 |  |  | 1650 | 0
|  | 【事業前・商業（平日）】 |  | 発生集中原単位（人T.E/ha・日） | 延床面積による割引率 | 鉄道駅からの距離（m） | 鉄道駅からの距離による割引率 | 割引後発生集中原単位（人T.E/ha・日） | 選択フラグ（選択した行に「1」を入力）
|  | 三大都市圏中心部 |  | 20600 | 1 | 0 | 1 | 20600 | 1
|  | 三大都市圏郊外部および地方中枢都市 |  | 11600 | 1 |  | 1 | 11600 | 0
|  | 三大都市圏周辺部および地方都市 |  | 10600 | 1 |  | 1 | 10600 | 0
|  | 【事業前・医療】 | 発生集中原単位 （人T.E/ha・日）
|  | 全て | 1783 | ※「平成8年度総合都市交通体系調査報告書-施設発生・集中原単位調査-,東京都」における病院施設の発生集中原単位（12時間）の平均値
③事業後の用途別トリップ発生集中原単位の設定
業務・商業について、対象とする事業地区の属する分類を選択し、右端に「１」を入力
|  | 【事業後・住宅】 | 発生集中原単位 （人T.E/ha・日）
|  | 全て | 700
|  | 【事業後・業務】 |  | カテゴリー別発生集中原単位（人T.E/ha・日） | 鉄道駅からの距離（m） | 鉄道駅からの距離による割引率 | 割引後発生集中原単位（人T.E/ha・日） | 選択フラグ（選択した行に「1」を入力）
|  | 都心部の一般事務所ビル |  | 2850 | 0 | 1 | 2850 | 1
|  | 周辺部の一般事務所ビル |  | 2475 |  |  | 2475 | 0
|  | 都心部の単館型事務所ビル |  | 2325 |  |  | 2325 | 0
|  | 周辺部の単館型事務所ビル |  | 1650 |  |  | 1650 | 0
|  | 【事業後・商業（平日）】 |  | 発生集中原単位（人T.E/ha・日） | 延床面積による割引率 | 鉄道駅からの距離（m） | 鉄道駅からの距離による割引率 | 割引後発生集中原単位（人T.E/ha・日） | 選択フラグ（選択した行に「1」を入力）
|  | 三大都市圏中心部 |  | 20600 | 1 | 0 | 1 | 20600 | 1
|  | 三大都市圏郊外部および地方中枢都市 |  | 11600 | 1 |  | 1 | 11600 | 0
|  | 三大都市圏周辺部および地方都市 |  | 10600 | 1 |  | 1 | 10600 | 0
|  | 【事業後・病院】 | 発生集中原単位 （人T.E/ha・日）
|  | 全て | 1783 | ※「平成8年度総合都市交通体系調査報告書-施設発生・集中原単位調査-,東京都」における病院施設の発生集中原単位（12時間）の平均値
④事業前・事業後の用途別トリップ発生集中原単位の確定（②③の結果まとめ）
②③の結果より、事業地区の開発前後のトリップ発生集中原単位は下記のとおり
|  | 【事業前・トリップ発生集中原単位】 |  |  |  | 【事業後・トリップ発生集中原単位】
|  | 施設種類 | トリップ発生集中原単位 （人T.E/ha・日） |  |  | 施設種類 | トリップ発生集中原単位 （人T.E/ha・日）
|  | 住宅 |  | 700 |  | 住宅 |  | 700
|  | 業務 |  | 2850 |  | 業務 |  | 2850
|  | 商業 |  | 20600 |  | 商業 |  | 20600
|  | 医療 |  | 1783 |  | 医療 |  | 1783
PAGE2/5
用途別発生集中トリップ数＝(A)延床面積×(B)単位面積当たり発生集中トリップ原単位
|  | 【①事業前・事業地区】 |  |  | 【②事業後・事業地区】 |  |  | 【トリップ増加数＝②-①】
|  | 施設種類 | 発生集中トリップ数 （人T.E/日） |  | 施設種類 | 発生集中トリップ数 （人T.E/日） |  | 施設種類 | トリップ増加数 （人T.E/日）
|  | 住宅 | 63 |  | 住宅 | 63 |  | 住宅 | 0
|  | 業務 | 570 |  | 業務 | 570 |  | 業務 | 0
|  | 商業 | 0 |  | 商業 | 0 |  | 商業 | 0
|  | 医療 | 0 |  | 医療 | 0 |  | 医療 | 0
(C)交通手段分担率の設定
広域圏の設定及び駅周辺地区・広域圏からの移転割合の設定
|  | 事業により移転するトリップの移転前の地域の比率を設定 |  |  |  |  | 【事業により駅周辺地区・広域圏から事業地区へ移転するトリップ数】
（増加するトリップ数のうち駅周辺地区・広域圏からの移転割合を設定）
|  |  | 駅周辺地区 | 広域圏 |  |  |  | 駅周辺地区 | 広域圏
|  |  |  | 大都市圏郊外部 | 地方都市
|  | 住宅 | 85% | 15% | 0% |  | 住宅 | 63 | 0
|  | 業務 | 85% | 15% | 0% |  | 業務 | 570 | 0
|  | 商業 | 85% | 15% | 0% |  | 商業 | 0 | 0 |  | 大都市中心部（23区） | [6 empty] | 大都市中心部（大阪市、名古屋市）
|  | 医療 | 85% | 15% | 0% |  | 医療 | 0 | 0 |  |  |  | 徒歩 | 二輪 | 自動車 | 路線バス | 鉄道 |  |  | 徒歩 | 二輪 | 自動車 | 路線バス | 鉄道
|  |  |  | 1 | 2 | 3 | 4 | 5 |  |  | 広域圏 | 住宅 | 25% | 21% | 10% | 4% | 41% | 広域圏 | 住宅 | 24.86% | 23.64% | 19.7% | 2.595% | 29.21%
|  |  |  | 徒歩 | 二輪 | 自動車 | 路線バス | 鉄道 |  |  |  | 業務 | 12% | 7% | 10% | 2% | 69% |  | 業務 | 13.45% | 11.66% | 22.66% | 1.464% | 50.76%
|  | 駅周辺地区 （＝事業地区） | 住宅 | 25% | 21% | 10% | 4% | 41% | 1 | 201% |  | 商業 | 36% | 19% | 9% | 3% | 33% |  | 商業 | 32.33% | 19.58% | 16.73% | 2.357% | 29.01%
|  |  | 業務 | 12% | 7% | 10% | 2% | 69% | 2 | 300% |  | 医療 | 26% | 20% | 16% | 6% | 32% |  | 医療 | 24.62% | 19.87% | 23.29% | 4.4% | 27.81%
|  |  | 商業 | 36% | 19% | 9% | 3% | 33% | 3 | 400% | 大都市圏郊外部 | [6 empty] | 地方都市
|  |  | 医療 | 26% | 20% | 16% | 6% | 32% | 4 | 500% |  |  | 徒歩 | 二輪 | 自動車 | 路線バス | 鉄道 |  |  | 徒歩 | 二輪 | 自動車 | 路線バス | 鉄道
|  | 広域圏 | 住宅 | 19.86% | 15.2% | 32.99% | 3.057% | 28.89% |  | 100% | 広域圏 | 住宅 | 19.86% | 15.2% | 32.99% | 3.057% | 28.89% | 広域圏 | 住宅 | 16.78% | 13.93% | 64.38% | 2.638% | 2.274%
|  |  | 業務 | 12.43% | 15.64% | 50.16% | 2.583% | 19.19% |  | 100% |  | 業務 | 12.43% | 15.64% | 50.16% | 2.583% | 19.19% |  | 業務 | 5.92% | 8.129% | 81.45% | 2.173% | 2.331%
|  |  | 商業 | 26.61% | 21.34% | 43.51% | 2.445% | 6.096% |  | 100% |  | 商業 | 26.61% | 21.34% | 43.51% | 2.445% | 6.096% |  | 商業 | 11.58% | 13.12% | 73.05% | 1.799% | 0.446%
|  |  | 医療 | 17.66% | 14.21% | 53.17% | 4.918% | 10.04% |  | 100% |  | 医療 | 17.66% | 14.21% | 53.17% | 4.918% | 10.04% |  | 医療 | 8.929% | 7.825% | 79.93% | 2.574% | 0.7444%
※駅周辺地区の各交通手段の分担率は、都市圏PT調査より計算したもの
※広域圏の各交通手段の分担率は、移転前の地域の比率を基に計算したもの
(D)１トリップ当たり平均移動距離の設定
平均移動距離 （km/台）
|  | 駅周辺地区 （＝事業地区） | 住宅 | 13.0163
|  |  | 業務 | 14.5005
|  |  | 商業 | 10.5871 | [6 empty] | 大都市圏郊外部 |  |  | 地方都市
|  |  | 医療 | 10.5825 | [8 empty] | 平均移動距離 （km/台） |  |  | 平均移動距離 （km/台）
|  | 広域圏 | 住宅 | 9.714 | [6 empty] | 駅周辺地区 （＝広域圏） | 住宅 | 9.714 | 駅周辺地区 （＝広域圏） | 住宅 | 9.4831
|  |  | 業務 | 12.4014 | ※道路交通センサス自動車OD調査より計算したもの（路線バス、鉄道については既存の統計資料がないため、自動車と同じと仮定） | [6 empty] | 業務 | 12.4014 |  | 業務 | 12.45
|  |  | 商業 | 6.8608 | [7 empty] | 商業 | 6.8608 |  | 商業 | 7.8743
|  |  | 医療 | 8.4542 | ※広域圏の１トリップ当たり平均移動距離は、移転前の地域の比率を基に計算したもの | [6 empty] | 医療 | 8.4542 |  | 医療 | 10.3259
(E)交通手段別CO2排出量原単位の設定
①自動車のCO2排出原単位の設定
対象とする事業地区がいずれの地域に属するかを選択し、右端に「１」を入力
|  |  | 自動車CO2排出量原単位 （g-CO2/台km） | 選択フラグ（選択した行に「1」を入力）
|  | 北海道 | 258.5639 | 0
|  | 東北 | 240.7513 | 0
|  | 関東 | 264.3788 | 1
|  | 北陸信越 | 277.1278 | 0
|  | 中部 | 273.6693 | 0
|  | 近畿 | 258.6211 | 0
|  | 中国 | 257.7218 | 0
|  | 四国 | 240.2252 | 0
|  | 九州 | 235.1289 | 0 | ※自動車輸送統計年報（H21年度）より計算したもの
②自動車の平均乗車人員の設定
平均乗車人員 （人/台）
|  | 住宅 | 1.4
|  | 業務 | 1.5
|  | 商業 | 1.3 | ※住宅・業務・商業については、「大規模開発地区関連交通計画マニュアル」の値を使用
|  | 医療 | 1.3567 | ※病院については「平成8年度総合都市交通体系調査報告書-施設発生・集中原単位調査-,東京都」における病院施設の平均値
③交通手段別CO2排出量原単位の設定
CO2排出量原単位 （g-CO2/人km）
|  | 自動車 | 住宅 | 188.842
|  |  | 業務 | 176.2525 | ※自動車については、①CO2排出量原単位（／台）を、②平均乗車人員（人／台）で除することにより算定
|  |  | 商業 | 203.3683 | ※路線バスについては、国土交通省資料「旅客輸送機関の二酸化炭素排出原単位（平成12年度）」を使用。
|  |  | 医療 | 194.8738 | ※鉄道については、交通関係エネルギー要覧及び地球温暖化対策の推進に関する法律施行令第三条（平成18年3月24日一部改正）の排出係数一覧表より作成した値を使用。
|  | 路線バス |  | 94
|  | 鉄道 |  | 28 | ※徒歩、二輪はゼロとする。
PAGE3/5
CO2排出量の算定（(A)*(B)*(C)*(D)*(E)）
（ⅰ）事業前のCO2排出量＝①事業前・事業地区＋②事業前・広域圏＋③事業前・駅周辺地区
①事業地区におけるCO2排出量
|  | 交通手段 | 施設種類 | (A)*(B) 事業前発生集中トリップ数（人T.E/日） | (C) 交通手段分担率 【駅周辺地区】 | (D) 1トリップ当たり平均移動距離（km/台） 【駅周辺地区】 | (E) CO2排出量原単位 （g-CO2/人km） | (A)*(B)*(C)*(D)*(E) 事業地区の事業前CO2排出量 (g-CO2/日） | 事業地区の事業前CO2排出量 (t-CO2/年） （×365／1,000,000）
|  | 自動車 | 住宅 |  | 10% | 13.0163 | 188.842 | 0 | 0
|  |  | 業務 |  | 10% | 14.5005 | 176.2525 | 0 | 0
|  |  | 商業 |  | 9% | 10.5871 | 203.3683 | 0 | 0
|  |  | 医療 |  | 16% | 10.5825 | 194.8738 | 0 | 0
|  | 路線バス | 住宅 |  | 4% | 13.0163 | 94 | 0 | 0
|  |  | 業務 |  | 2% | 14.5005 |  | 0 | 0
|  |  | 商業 |  | 3% | 10.5871 |  | 0 | 0
|  |  | 医療 |  | 6% | 10.5825 |  | 0 | 0
|  | 鉄道 | 住宅 |  | 41% | 13.0163 | 28 | 0 | 0
|  |  | 業務 |  | 69% | 14.5005 |  | 0 | 0
|  |  | 商業 |  | 33% | 10.5871 |  | 0 | 0
|  |  | 医療 |  | 32% | 10.5825 |  | 0 | 0
|  | 合計 | [5 empty] | 0 | 0
②広域圏における移転前のトリップのCO2排出量
|  | 交通手段 | 施設種類 | (A)*(B) 移転するトリップ数（人T.E/日） | (C) 交通手段分担率 【広域圏】 | (D) 1トリップ当たり平均移動距離（km/台） 【広域圏】 | (E) CO2排出量原単位 （g-CO2/人km） | (A)*(B)*(C)*(D)*(E) 広域圏における移転前のトリップのCO2排出量 (g-CO2/日） | 広域圏における移転前のトリップのCO2排出量 (t-CO2/年） （×365／1,000,000）
|  | 自動車 | 住宅 | 0 | 32.99% | 9.714 | 188.842 | 0 | 0
|  |  | 業務 | 0 | 50.16% | 12.4014 | 176.2525 | 0 | 0
|  |  | 商業 | 0 | 43.51% | 6.8608 | 203.3683 | 0 | 0
|  |  | 医療 | 0 | 53.17% | 8.4542 | 194.8738 | 0 | 0
|  | 路線バス | 住宅 | 0 | 3.057% | 9.714 | 94 | 0 | 0
|  |  | 業務 | 0 | 2.583% | 12.4014 |  | 0 | 0
|  |  | 商業 | 0 | 2.445% | 6.8608 |  | 0 | 0
|  |  | 医療 | 0 | 4.918% | 8.4542 |  | 0 | 0
|  | 鉄道 | 住宅 | 0 | 28.89% | 9.714 | 28 | 0 | 0
|  |  | 業務 | 0 | 19.19% | 12.4014 |  | 0 | 0
|  |  | 商業 | 0 | 6.096% | 6.8608 |  | 0 | 0
|  |  | 医療 | 0 | 10.04% | 8.4542 |  | 0 | 0
|  | 合計 | [5 empty] | 0 | 0
③駅周辺地区における移転前のトリップのCO2排出量
|  | 交通手段 | 施設種類 | (A)*(B) 移転するトリップ数（人T.E/日） | (C) 交通手段分担率 【駅周辺地区】 | (D) 1トリップ当たり平均移動距離（km/台） 【駅周辺地区】 | (E) CO2排出量原単位 （g-CO2/人km） | (A)*(B)*(C)*(D)*(E) 駅周辺地区における移転前のトリップのCO2排出量 (g-CO2/日） | 駅周辺地区における移転前のトリップのCO2排出量 (t-CO2/年） （×365／1,000,000）
|  | 自動車 | 住宅 | 63 | 10% | 13.0163 | 188.842 | 15485.5439 | 5.6522
|  |  | 業務 | 570 | 10% | 14.5005 | 176.2525 | 145677.5318 | 53.1723
|  |  | 商業 | 0 | 9% | 10.5871 | 203.3683 | 0 | 0
|  |  | 医療 | 0 | 16% | 10.5825 | 194.8738 | 0 | 0
|  | 路線バス | 住宅 | 63 | 4% | 13.0163 | 94 | 3083.2994 | 1.1254
|  |  | 業務 | 570 | 2% | 14.5005 |  | 15538.7124 | 5.6716
|  |  | 商業 | 0 | 3% | 10.5871 |  | 0 | 0
|  |  | 医療 | 0 | 6% | 10.5825 |  | 0 | 0
|  | 鉄道 | 住宅 | 63 | 41% | 13.0163 | 28 | 9413.9033 | 3.4361
|  |  | 業務 | 570 | 69% | 14.5005 |  | 159685.0661 | 58.285
|  |  | 商業 | 0 | 33% | 10.5871 |  | 0 | 0
|  |  | 医療 | 0 | 32% | 10.5825 |  | 0 | 0
|  | 合計 | [5 empty] | 348884.057 | 127.3427
（ⅰ）事業前のCO2排出量（＝①＋②＋③）
|  | 施設種類 | 事業前CO2排出量 (t-CO2/年）
|  | 住宅 | 10.2137
|  | 業務 | 117.129
|  | 商業 | 0
|  | 医療 | 0
|  | 合計 | 127.3427
PAGE4/5
（ⅱ）事業後のCO2排出量＝①事業後・事業地区
①事業地区におけるCO2排出量
|  | 交通手段 | 施設種類 | (A)*(B) 事業後発生集中トリップ数（人T.E/日） | (C) 交通手段分担率 【駅周辺地区】 | (D) 1トリップ当たり平均移動距離（km/台） 【駅周辺地区】 | (E) CO2排出量原単位 （g-CO2/人km） | (A)*(B)*(C)*(D)*(E) 事業地区の事業後CO2排出量 (g-CO2/日） | 事業地区の事業後CO2排出量 (t-CO2/年） （×365／1,000,000）
|  | 自動車 | 住宅 | 63 | 10% | 13.0163 | 188.842 | 15485.5439 | 5.6522
|  |  | 業務 | 570 | 10% | 14.5005 | 176.2525 | 145677.5318 | 53.1723
|  |  | 商業 | 0 | 9% | 10.5871 | 203.3683 | 0 | 0
|  |  | 医療 | 0 | 16% | 10.5825 | 194.8738 | 0 | 0
|  | 路線バス | 住宅 | 63 | 4% | 13.0163 | 94 | 3083.2994 | 1.1254
|  |  | 業務 | 570 | 2% | 14.5005 |  | 15538.7124 | 5.6716
|  |  | 商業 | 0 | 3% | 10.5871 |  | 0 | 0
|  |  | 医療 | 0 | 6% | 10.5825 |  | 0 | 0
|  | 鉄道 | 住宅 | 63 | 41% | 13.0163 | 28 | 9413.9033 | 3.4361
|  |  | 業務 | 570 | 69% | 14.5005 |  | 159685.0661 | 58.285
|  |  | 商業 | 0 | 33% | 10.5871 |  | 0 | 0
|  |  | 医療 | 0 | 32% | 10.5825 |  | 0 | 0
|  | 合計 | [5 empty] | 348884.057 | 127.3427
（ⅱ）事業後のCO2排出量（＝①）
|  | 施設種類 | 事業後CO2排出量 (t-CO2/年）
|  | 住宅 | 10.2137
|  | 業務 | 117.129
|  | 商業 | 0
|  | 医療 | 0
|  | 合計 | 127.3427
PAGE5/5
【算定結果まとめ】
|  | ■CO2排出削減量 |  |  |  |  | （t-CO2/年） |  |  | グラフ用
|  | 施設種類 | (a) 事業地区の 事業前 CO2排出量 （ⅰ）① | (b) 事業前 CO2排出量 （ⅰ） | (c) 事業後 CO2排出量 （ⅱ） | (d)=(b)-(c) 削減量 | (e)=1-(c)/(b) 削減率 |  |  | 施設種類 | (a) 事業地区の 事業前CO2排出量 | (b) 事業前CO2排出量 | (c) 事業後CO2排出量
|  | 住宅 | 0 | 10.2137 | 10.2137 | 0 | 0% |  |  | 住宅 | 0 | 10.2137 | 10.2137
|  | 業務 | 0 | 117.129 | 117.129 | 0 | 0% |  |  | 業務 | 0 | 117.129 | 117.129
|  | 商業 | 0 | 0 | 0 | 0 | #DIV/0! |  |  | 商業 | 0 | 0 | 0
|  | 医療 | 0 | 0 | 0 | 0 |  |  |  | 医療 | 0 | 0 | 0
|  | 合計 | 0 | 127.3427 | 127.3427 | 0 | 0% |  |  | 合計 | 0 | 127.3427 | 127.3427
|  | ■単位面積当たりCO2排出削減量 |  |  |  |  | （kg-CO2/㎡・年）
|  | 施設種類 | (a) 事業地区の 事業前 CO2排出量 （ⅰ）① | (b) 事業前 CO2排出量 （ⅰ） | (c) 事業後 CO2排出量 （ⅱ） | (d)=(b)-(c) 削減量 | (e)=1-(c)/(b) 削減率
|  | 住宅 | 0 | 11.3486 | 11.3486 | 0 | 0%
|  | 業務 | 0 | 58.5645 | 58.5645 | 0 | 0%
|  | 商業 | #DIV/0! | #DIV/0! | #DIV/0! | #DIV/0! | #DIV/0!
医療
|  | 合計 | 0 | 43.9113 | 43.9113 | 0 | 0%
集約化による
CO2排出削減効果
≪用語の定義≫
【業務】
○周辺部・都心部 ○一般事務所ビル、単館型事務所ビル
○鉄道駅からの距離による割引率
【商業】
○三大都市圏中心部、三大都市圏郊外部および
地方中枢都市、三大都市圏周辺部および地方都市
○延床面積、鉄道駅からの距離による割引率
→大規模開発地区関連交通計画マニュアルを参照
≪用語の定義≫
住宅：住宅、寮
業務：事務所、会社、銀行、官公庁（役所・
役場）、集会所（文教・宗教施設）
商業：ｽｰﾊﾟｰ、ﾃﾞﾊﾟｰﾄ、問屋・市場、その他商業施設
医療：医療施設、厚生・福祉施設
※上記以外の用途については算定対象外

## 大都市郊外 (hidden)
CASBEE街区改定版
| ■交通分野のCO2排出削減量算定（集約都市開発事業計画認定申請マニュアル 計算シート） | [7 empty] | PAGE1/5
CO2排出量 ＝ Σ（用途別）（交通手段別）｛(A)延床面積 × (B)単位面積当たり発生集中トリップ原単位 × (C)交通手段分担率
× (D)１トリップ当たり平均移動距離 × (E)交通手段別CO2排出量原単位 ｝
(A)延床面積の設定
①事業前後の用途別延床面積の入力
対象とする事業地区（駅周辺地区内）の事業前、事業後の用途別の延床面積を入力（従前、従後とも床の利用実態を勘案し空室を除くこと）
|  | 【事業前】 |  |  | 【事業後】
|  | 施設種類 | 延床面積（㎡） |  | 施設種類 | 延床面積（㎡）
|  | 住宅 | 900 |  | 住宅 | 900
|  | 業務 | 2000 |  | 業務 | 2000
|  | 商業 | 0 |  | 商業 | 0
|  | 医療 | 0 |  | 医療 | 0
|  | 合計 | 2900 |  | 合計 | 2900
(B)単位面積当たり発生集中トリップ原単位の設定 ＜大規模開発地区関連交通マニュアル＞
①鉄道駅までの距離の入力
対象とする事業地区の鉄道駅までの距離を入力
【事業前＝事業後】
|  | 鉄道駅までの距離（m） | 0
②事業前の用途別トリップ発生集中原単位の設定
業務・商業について、対象とする事業地区の属する分類を選択し、右端に「１」を入力
|  | 【事業前・住宅】 | 発生集中原単位 （人T.E/ha・日）
|  | 全て | 700
|  | 【事業前・業務】 |  | カテゴリー別発生集中原単位（人T.E/ha・日） | 鉄道駅からの距離（m） | 鉄道駅からの距離による割引率 | 割引後発生集中原単位（人T.E/ha・日） | 選択フラグ（選択した行に「1」を入力）
|  | 都心部の一般事務所ビル |  | 2850 | 0 | 1 | 2850 | 1
|  | 周辺部の一般事務所ビル |  | 2475 |  |  | 2475 | 0
|  | 都心部の単館型事務所ビル |  | 2325 |  |  | 2325 | 0
|  | 周辺部の単館型事務所ビル |  | 1650 |  |  | 1650 | 0
|  | 【事業前・商業（平日）】 |  | 発生集中原単位（人T.E/ha・日） | 延床面積による割引率 | 鉄道駅からの距離（m） | 鉄道駅からの距離による割引率 | 割引後発生集中原単位（人T.E/ha・日） | 選択フラグ（選択した行に「1」を入力）
|  | 三大都市圏中心部 |  | 20600 | 1 | 0 | 1 | 20600 | 1
|  | 三大都市圏郊外部および地方中枢都市 |  | 11600 | 1 |  | 1 | 11600 | 0
|  | 三大都市圏周辺部および地方都市 |  | 10600 | 1 |  | 1 | 10600 | 0
|  | 【事業前・医療】 | 発生集中原単位 （人T.E/ha・日）
|  | 全て | 1783 | ※「平成8年度総合都市交通体系調査報告書-施設発生・集中原単位調査-,東京都」における病院施設の発生集中原単位（12時間）の平均値
③事業後の用途別トリップ発生集中原単位の設定
業務・商業について、対象とする事業地区の属する分類を選択し、右端に「１」を入力
|  | 【事業後・住宅】 | 発生集中原単位 （人T.E/ha・日）
|  | 全て | 700
|  | 【事業後・業務】 |  | カテゴリー別発生集中原単位（人T.E/ha・日） | 鉄道駅からの距離（m） | 鉄道駅からの距離による割引率 | 割引後発生集中原単位（人T.E/ha・日） | 選択フラグ（選択した行に「1」を入力）
|  | 都心部の一般事務所ビル |  | 2850 | 0 | 1 | 2850 | 1
|  | 周辺部の一般事務所ビル |  | 2475 |  |  | 2475 | 0
|  | 都心部の単館型事務所ビル |  | 2325 |  |  | 2325 | 0
|  | 周辺部の単館型事務所ビル |  | 1650 |  |  | 1650 | 0
|  | 【事業後・商業（平日）】 |  | 発生集中原単位（人T.E/ha・日） | 延床面積による割引率 | 鉄道駅からの距離（m） | 鉄道駅からの距離による割引率 | 割引後発生集中原単位（人T.E/ha・日） | 選択フラグ（選択した行に「1」を入力）
|  | 三大都市圏中心部 |  | 20600 | 1 | 0 | 1 | 20600 | 1
|  | 三大都市圏郊外部および地方中枢都市 |  | 11600 | 1 |  | 1 | 11600 | 0
|  | 三大都市圏周辺部および地方都市 |  | 10600 | 1 |  | 1 | 10600 | 0
|  | 【事業後・病院】 | 発生集中原単位 （人T.E/ha・日）
|  | 全て | 1783 | ※「平成8年度総合都市交通体系調査報告書-施設発生・集中原単位調査-,東京都」における病院施設の発生集中原単位（12時間）の平均値
④事業前・事業後の用途別トリップ発生集中原単位の確定（②③の結果まとめ）
②③の結果より、事業地区の開発前後のトリップ発生集中原単位は下記のとおり
|  | 【事業前・トリップ発生集中原単位】 |  |  |  | 【事業後・トリップ発生集中原単位】
|  | 施設種類 | トリップ発生集中原単位 （人T.E/ha・日） |  |  | 施設種類 | トリップ発生集中原単位 （人T.E/ha・日）
|  | 住宅 |  | 700 |  | 住宅 |  | 700
|  | 業務 |  | 2850 |  | 業務 |  | 2850
|  | 商業 |  | 20600 |  | 商業 |  | 20600
|  | 医療 |  | 1783 |  | 医療 |  | 1783
PAGE2/5
用途別発生集中トリップ数＝(A)延床面積×(B)単位面積当たり発生集中トリップ原単位
|  | 【①事業前・事業地区】 |  |  | 【②事業後・事業地区】 |  |  | 【トリップ増加数＝②-①】
|  | 施設種類 | 発生集中トリップ数 （人T.E/日） |  | 施設種類 | 発生集中トリップ数 （人T.E/日） |  | 施設種類 | トリップ増加数 （人T.E/日）
|  | 住宅 | 63 |  | 住宅 | 63 |  | 住宅 | 0
|  | 業務 | 570 |  | 業務 | 570 |  | 業務 | 0
|  | 商業 | 0 |  | 商業 | 0 |  | 商業 | 0
|  | 医療 | 0 |  | 医療 | 0 |  | 医療 | 0
(C)交通手段分担率の設定
駅周辺地区・広域圏からの移転割合の設定
|  | 事業により移転するトリップの移転前の地域の比率を設定 |  |  |  |  | 【事業により駅周辺地区・広域圏から事業地区へ移転するトリップ数】
（増加するトリップ数のうち駅周辺地区・広域圏からの移転割合を設定）
|  |  | 駅周辺地区 | 広域圏 |  |  |  | 駅周辺地区 | 広域圏
|  | 住宅 | 85% | 15% |  |  | 住宅 | 63 | 0
|  | 業務 | 85% | 15% |  |  | 業務 | 570 | 0
|  | 商業 | 85% | 15% |  |  | 商業 | 0 | 0
|  | 医療 | 85% | 15% |  |  | 医療 | 0 | 0
|  |  |  | 徒歩 | 二輪 | 自動車 | 路線バス | 鉄道
|  | 駅周辺地区 （＝事業地区） | 住宅 | 24.86% | 23.64% | 19.7% | 2.595% | 29.21% |  | 100%
|  |  | 業務 | 13.45% | 11.66% | 22.66% | 1.464% | 50.76% |  | 100%
|  |  | 商業 | 32.33% | 19.58% | 16.73% | 2.357% | 29.01% |  | 100%
|  |  | 医療 | 24.62% | 19.87% | 23.29% | 4.4% | 27.81% |  | 100%
|  | 広域圏 | 住宅 | 19.86% | 15.2% | 32.99% | 3.057% | 28.89% |  | 100%
|  |  | 業務 | 12.43% | 15.64% | 50.16% | 2.583% | 19.19% |  | 100%
|  |  | 商業 | 26.61% | 21.34% | 43.51% | 2.445% | 6.096% |  | 100%
|  |  | 医療 | 17.66% | 14.21% | 53.17% | 4.918% | 10.04% |  | 100%
※各交通手段の分担率は、都市圏PT調査より計算したもの
(D)１トリップ当たり平均移動距離の設定
平均移動距離 （km/台）
|  | 駅周辺地区 （＝事業地区） | 住宅 | 9.714
|  |  | 業務 | 12.4014
|  |  | 商業 | 6.8608
|  |  | 医療 | 8.4542
|  | 広域圏 （＝駅周辺地区） （＝事業地区） | 住宅 | 9.714
|  |  | 業務 | 12.4014 | ※道路交通センサス自動車OD調査より計算したもの（路線バス、鉄道については既存の統計資料がないため、自動車と同じと仮定）
|  |  | 商業 | 6.8608
|  |  | 医療 | 8.4542 | ※道路交通センサス自動車OD調査の最小単位のゾーンが、駅周辺地区よりもかなり大きく、広域圏に近い大きさのため、駅周辺地区と広域圏を分けて算出できないことから同じ値としている
(E)交通手段別CO2排出量原単位の設定
①自動車のCO2排出原単位の設定
対象とする事業地区がいずれの地域に属するかを選択し、右端に「１」を入力
|  |  | 自動車CO2排出量原単位 （g-CO2/台km） | 選択フラグ（選択した行に「1」を入力）
|  | 北海道 | 258.5639 | 0
|  | 東北 | 240.7513 | 0
|  | 関東 | 264.3788 | 1
|  | 北陸信越 | 277.1278 | 0
|  | 中部 | 273.6693 | 0
|  | 近畿 | 258.6211 | 0
|  | 中国 | 257.7218 | 0
|  | 四国 | 240.2252 | 0
|  | 九州 | 235.1289 | 0 | ※自動車輸送統計年報（H21年度）より計算したもの
②自動車の平均乗車人員の設定
平均乗車人員 （人/台）
|  | 住宅 | 1.4
|  | 業務 | 1.5
|  | 商業 | 1.3 | ※住宅・業務・商業については、「大規模開発地区関連交通計画マニュアル」の値を使用
|  | 医療 | 1.3567 | ※病院については「平成8年度総合都市交通体系調査報告書-施設発生・集中原単位調査-,東京都」における病院施設の平均値
③交通手段別CO2排出量原単位の設定
CO2排出量原単位 （g-CO2/人km）
|  | 自動車 | 住宅 | 188.842
|  |  | 業務 | 176.2525 | ※自動車については、①CO2排出量原単位（／台）を、②平均乗車人員（人／台）で除することにより算定
|  |  | 商業 | 203.3683 | ※路線バスについては、国土交通省資料「旅客輸送機関の二酸化炭素排出原単位（平成12年度）」を使用。 |  | :
|  |  | 医療 | 194.8738 | ※鉄道については、交通関係エネルギー要覧及び地球温暖化対策の推進に関する法律施行令第三条（平成18年3月24日一部改正）の排出係数一覧表より作成した値を使用。
|  | 路線バス |  | 94
|  | 鉄道 |  | 28 | ※徒歩、二輪はゼロとする。
PAGE3/5
CO2排出量の算定（(A)*(B)*(C)*(D)*(E)）
（ⅰ）事業前のCO2排出量＝①事業前・事業地区＋②事業前・広域圏＋③事業前・駅周辺地区
①事業地区におけるCO2排出量
|  | 交通手段 | 施設種類 | (A)*(B) 事業前発生集中トリップ数（人T.E/日） | (C) 交通手段分担率 【駅周辺地区】 | (D) 1トリップ当たり平均移動距離（km/台） 【駅周辺地区】 | (E) CO2排出量原単位 （g-CO2/人km） | (A)*(B)*(C)*(D)*(E) 事業地区の事業前CO2排出量 (g-CO2/日） | 事業地区の事業前CO2排出量 (t-CO2/年） （×365／1,000,000）
|  | 自動車 | 住宅 |  | 19.7% | 9.714 | 188.842 | 0 | 0
|  |  | 業務 |  | 22.66% | 12.4014 | 176.2525 | 0 | 0
|  |  | 商業 |  | 16.73% | 6.8608 | 203.3683 | 0 | 0
|  |  | 医療 |  | 23.29% | 8.4542 | 194.8738 | 0 | 0
|  | 路線バス | 住宅 |  | 2.595% | 9.714 | 94 | 0 | 0
|  |  | 業務 |  | 1.464% | 12.4014 |  | 0 | 0
|  |  | 商業 |  | 2.357% | 6.8608 |  | 0 | 0
|  |  | 医療 |  | 4.4% | 8.4542 |  | 0 | 0
|  | 鉄道 | 住宅 |  | 29.21% | 9.714 | 28 | 0 | 0
|  |  | 業務 |  | 50.76% | 12.4014 |  | 0 | 0
|  |  | 商業 |  | 29.01% | 6.8608 |  | 0 | 0
|  |  | 医療 |  | 27.81% | 8.4542 |  | 0 | 0
|  | 合計 | [5 empty] | 0 | 0
②広域圏における移転前のトリップのCO2排出量
|  | 交通手段 | 施設種類 | (A)*(B) 移転するトリップ数（人T.E/日） | (C) 交通手段分担率 【広域圏】 | (D) 1トリップ当たり平均移動距離（km/台） 【広域圏】 | (E) CO2排出量原単位 （g-CO2/人km） | (A)*(B)*(C)*(D)*(E) 広域圏における移転前のトリップのCO2排出量 (g-CO2/日） | 広域圏における移転前のトリップのCO2排出量 (t-CO2/年） （×365／1,000,000）
|  | 自動車 | 住宅 | 0 | 32.99% | 9.714 | 188.842 | 0 | 0
|  |  | 業務 | 0 | 50.16% | 12.4014 | 176.2525 | 0 | 0
|  |  | 商業 | 0 | 43.51% | 6.8608 | 203.3683 | 0 | 0
|  |  | 医療 | 0 | 53.17% | 8.4542 | 194.8738 | 0 | 0
|  | 路線バス | 住宅 | 0 | 3.057% | 9.714 | 94 | 0 | 0
|  |  | 業務 | 0 | 2.583% | 12.4014 |  | 0 | 0
|  |  | 商業 | 0 | 2.445% | 6.8608 |  | 0 | 0
|  |  | 医療 | 0 | 4.918% | 8.4542 |  | 0 | 0
|  | 鉄道 | 住宅 | 0 | 28.89% | 9.714 | 28 | 0 | 0
|  |  | 業務 | 0 | 19.19% | 12.4014 |  | 0 | 0
|  |  | 商業 | 0 | 6.096% | 6.8608 |  | 0 | 0
|  |  | 医療 | 0 | 10.04% | 8.4542 |  | 0 | 0
|  | 合計 | [5 empty] | 0 | 0
③駅周辺地区における移転前のトリップのCO2排出量
|  | 交通手段 | 施設種類 | (A)*(B) 移転するトリップ数（人T.E/日） | (C) 交通手段分担率 【駅周辺地区】 | (D) 1トリップ当たり平均移動距離（km/台） 【駅周辺地区】 | (E) CO2排出量原単位 （g-CO2/人km） | (A)*(B)*(C)*(D)*(E) 駅周辺地区における移転前のトリップのCO2排出量 (g-CO2/日） | 駅周辺地区における移転前のトリップのCO2排出量 (t-CO2/年） （×365／1,000,000）
|  | 自動車 | 住宅 | 63 | 19.7% | 9.714 | 188.842 | 22761.8813 | 8.3081
|  |  | 業務 | 570 | 22.66% | 12.4014 | 176.2525 | 282293.9816 | 103.0373
|  |  | 商業 | 0 | 16.73% | 6.8608 | 203.3683 | 0 | 0
|  |  | 医療 | 0 | 23.29% | 8.4542 | 194.8738 | 0 | 0
|  | 路線バス | 住宅 | 63 | 2.595% | 9.714 | 94 | 1492.9716 | 0.54493
|  |  | 業務 | 570 | 1.464% | 12.4014 |  | 9731.1017 | 3.5519
|  |  | 商業 | 0 | 2.357% | 6.8608 |  | 0 | 0
|  |  | 医療 | 0 | 4.4% | 8.4542 |  | 0 | 0
|  | 鉄道 | 住宅 | 63 | 29.21% | 9.714 | 28 | 5004.6767 | 1.8267
|  |  | 業務 | 570 | 50.76% | 12.4014 |  | 100468.6087 | 36.671
|  |  | 商業 | 0 | 29.01% | 6.8608 |  | 0 | 0
|  |  | 医療 | 0 | 27.81% | 8.4542 |  | 0 | 0
|  | 合計 | [5 empty] | 421753.2217 | 153.9399
（ⅰ）事業前のCO2排出量（＝①＋②＋③）
|  | 施設種類 | 事業前CO2排出量 (t-CO2/年）
|  | 住宅 | 10.6797
|  | 業務 | 143.2602
|  | 商業 | 0
|  | 医療 | 0
|  | 合計 | 153.9399
PAGE4/5
（ⅱ）事業後のCO2排出量＝①事業後・事業地区
①事業地区におけるCO2排出量
|  | 交通手段 | 施設種類 | (A)*(B) 事業後発生集中トリップ数（人T.E/日） | (C) 交通手段分担率 【駅周辺地区】 | (D) 1トリップ当たり平均移動距離（km/台） 【駅周辺地区】 | (E) CO2排出量原単位 （g-CO2/人km） | (A)*(B)*(C)*(D)*(E) 事業地区の事業後CO2排出量 (g-CO2/日） | 事業地区の事業後CO2排出量 (t-CO2/年） （×365／1,000,000）
|  | 自動車 | 住宅 | 63 | 19.7% | 9.714 | 188.842 | 22761.8813 | 8.3081
|  |  | 業務 | 570 | 22.66% | 12.4014 | 176.2525 | 282293.9816 | 103.0373
|  |  | 商業 | 0 | 16.73% | 6.8608 | 203.3683 | 0 | 0
|  |  | 医療 | 0 | 23.29% | 8.4542 | 194.8738 | 0 | 0
|  | 路線バス | 住宅 | 63 | 2.595% | 9.714 | 94 | 1492.9716 | 0.54493
|  |  | 業務 | 570 | 1.464% | 12.4014 |  | 9731.1017 | 3.5519
|  |  | 商業 | 0 | 2.357% | 6.8608 |  | 0 | 0
|  |  | 医療 | 0 | 4.4% | 8.4542 |  | 0 | 0
|  | 鉄道 | 住宅 | 63 | 29.21% | 9.714 | 28 | 5004.6767 | 1.8267
|  |  | 業務 | 570 | 50.76% | 12.4014 |  | 100468.6087 | 36.671
|  |  | 商業 | 0 | 29.01% | 6.8608 |  | 0 | 0
|  |  | 医療 | 0 | 27.81% | 8.4542 |  | 0 | 0
|  | 合計 | [5 empty] | 421753.2217 | 153.9399
（ⅱ）事業後のCO2排出量（＝①）
|  | 施設種類 | 事業後CO2排出量 (t-CO2/年）
|  | 住宅 | 10.6797
|  | 業務 | 143.2602
|  | 商業 | 0
|  | 医療 | 0
|  | 合計 | 153.9399
PAGE5/5
【算定結果まとめ】
|  | ■CO2排出削減量 |  |  |  |  | （t-CO2/年） |  |  | グラフ用
|  | 施設種類 | (a) 事業地区の 事業前 CO2排出量 （ⅰ）① | (b) 事業前 CO2排出量 （ⅰ） | (c) 事業後 CO2排出量 （ⅱ） | (d)=(b)-(c) 削減量 | (e)=1-(c)/(b) 削減率 |  |  | 施設種類 | (a) 事業地区の 事業前CO2排出量 | (b) 事業前CO2排出量 | (c) 事業後CO2排出量
|  | 住宅 | 0 | 10.6797 | 10.6797 | 0 | 0% |  |  | 住宅 | 0 | 10.6797 | 10.6797
|  | 業務 | 0 | 143.2602 | 143.2602 | 0 | 0% |  |  | 業務 | 0 | 143.2602 | 143.2602
|  | 商業 | 0 | 0 | 0 | 0 | #DIV/0! |  |  | 商業 | 0 | 0 | 0
|  | 医療 | 0 | 0 | 0 | 0 | #DIV/0! |  |  | 医療 | 0 | 0 | 0
|  | 合計 | 0 | 153.9399 | 153.9399 | 0 | 0% |  |  | 合計 | 0 | 153.9399 | 153.9399
|  | ■単位面積当たりCO2排出削減量 |  |  |  |  | （kg-CO2/㎡・年）
|  | 施設種類 | (a) 事業地区の 事業前 CO2排出量 （ⅰ）① | (b) 事業前 CO2排出量 （ⅰ） | (c) 事業後 CO2排出量 （ⅱ） | (d)=(b)-(c) 削減量 | (e)=1-(c)/(b) 削減率
|  | 住宅 | 0 | 11.8664 | 11.8664 | 0 | 0%
|  | 業務 | 0 | 71.6301 | 71.6301 | 0 | 0%
|  | 商業 | #DIV/0! | #DIV/0! | #DIV/0! | #DIV/0! | #DIV/0!
|  | 医療 | #DIV/0! | #DIV/0! | #DIV/0! | #DIV/0! | #DIV/0!
|  | 合計 | 0 | 53.0827 | 53.0827 | 0 | 0%
集約化による
CO2排出削減効果
≪用語の定義≫
【業務】
○周辺部・都心部 ○一般事務所ビル、単館型事務所ビル
○鉄道駅からの距離による割引率
【商業】
○三大都市圏中心部、三大都市圏郊外部および
地方中枢都市、三大都市圏周辺部および地方都市
○延床面積、鉄道駅からの距離による割引率
→大規模開発地区関連交通計画マニュアルを参照
≪用語の定義≫
住宅：住宅、寮
業務：事務所、会社、銀行、官公庁（役所・
役場）、集会所（文教・宗教施設）
商業：ｽｰﾊﾟｰ、ﾃﾞﾊﾟｰﾄ、問屋・市場、その他商業施設
医療：医療施設、厚生・福祉施設
※上記以外の用途については算定対象外

## 地方都市 (hidden)
＜地方都市＞ |  |  |  |  | に数値を記入すること |  |  |  | PAGE1/5
CO2排出量 ＝ Σ（用途別）（交通手段別）｛(A)延床面積 × (B)単位面積当たり発生集中トリップ原単位 × (C)交通手段分担率
× (D)１トリップ当たり平均移動距離 × (E)交通手段別CO2排出量原単位 ｝
(A)延床面積の設定
①事業前後の用途別延床面積の入力
対象とする事業地区（駅周辺地区内）の事業前、事業後の用途別の延床面積を入力（従前、従後とも床の利用実態を勘案し空室を除くこと）
|  | 【事業前】 |  |  | 【事業後】
|  | 施設種類 | 延床面積（㎡） |  | 施設種類 | 延床面積（㎡）
|  | 住宅 | 900 |  | 住宅 | 900
|  | 業務 | 2000 |  | 業務 | 2000
|  | 商業 | 0 |  | 商業 | 0
|  | 医療 | 0 |  | 医療 | 0
|  | 合計 | 2900 |  | 合計 | 2900
(B)単位面積当たり発生集中トリップ原単位の設定 ＜大規模開発地区関連交通マニュアル＞
①鉄道駅までの距離の入力
対象とする事業地区の鉄道駅までの距離を入力
【事業前＝事業後】
|  | 鉄道駅までの距離（m） | 0
②事業前の用途別トリップ発生集中原単位の設定
業務・商業について、対象とする事業地区の属する分類を選択し、右端に「１」を入力
|  | 【事業前・住宅】 | 発生集中原単位 （人T.E/ha・日）
|  | 全て | 700
|  | 【事業前・業務】 |  | カテゴリー別発生集中原単位（人T.E/ha・日） | 鉄道駅からの距離（m） | 鉄道駅からの距離による割引率 | 割引後発生集中原単位（人T.E/ha・日） | 選択フラグ（選択した行に「1」を入力）
|  | 都心部の一般事務所ビル |  | 2850 | 0 | 1 | 2850 | 1
|  | 周辺部の一般事務所ビル |  | 2475 |  |  | 2475 | 0
|  | 都心部の単館型事務所ビル |  | 2325 |  |  | 2325 | 0
|  | 周辺部の単館型事務所ビル |  | 1650 |  |  | 1650 | 0
|  | 【事業前・商業（平日）】 |  | 発生集中原単位（人T.E/ha・日） | 延床面積による割引率 | 鉄道駅からの距離（m） | 鉄道駅からの距離による割引率 | 割引後発生集中原単位（人T.E/ha・日） | 選択フラグ（選択した行に「1」を入力）
|  | 三大都市圏中心部 |  | 20600 | 1 | 0 | 1 | 20600 | 1
|  | 三大都市圏郊外部および地方中枢都市 |  | 11600 | 1 |  | 1 | 11600 | 0
|  | 三大都市圏周辺部および地方都市 |  | 10600 | 1 |  | 1 | 10600 | 0
|  | 【事業前・医療】 | 発生集中原単位 （人T.E/ha・日）
|  | 全て | 1783 | ※「平成8年度総合都市交通体系調査報告書-施設発生・集中原単位調査-,東京都」における病院施設の発生集中原単位（12時間）の平均値
③事業後の用途別トリップ発生集中原単位の設定
業務・商業について、対象とする事業地区の属する分類を選択し、右端に「１」を入力
|  | 【事業後・住宅】 | 発生集中原単位 （人T.E/ha・日）
|  | 全て | 700
|  | 【事業後・業務】 |  | カテゴリー別発生集中原単位（人T.E/ha・日） | 鉄道駅からの距離（m） | 鉄道駅からの距離による割引率 | 割引後発生集中原単位（人T.E/ha・日） | 選択フラグ（選択した行に「1」を入力）
|  | 都心部の一般事務所ビル |  | 2850 | 0 | 1 | 2850 | 1
|  | 周辺部の一般事務所ビル |  | 2475 |  |  | 2475 | 0
|  | 都心部の単館型事務所ビル |  | 2325 |  |  | 2325 | 0
|  | 周辺部の単館型事務所ビル |  | 1650 |  |  | 1650 | 0
|  | 【事業後・商業（平日）】 |  | 発生集中原単位（人T.E/ha・日） | 延床面積による割引率 | 鉄道駅からの距離（m） | 鉄道駅からの距離による割引率 | 割引後発生集中原単位（人T.E/ha・日） | 選択フラグ（選択した行に「1」を入力）
|  | 三大都市圏中心部 |  | 20600 | 1 | 0 | 1 | 20600 | 1
|  | 三大都市圏郊外部および地方中枢都市 |  | 11600 | 1 |  | 1 | 11600 | 0
|  | 三大都市圏周辺部および地方都市 |  | 10600 | 1 |  | 1 | 10600 | 0
|  | 【事業後・病院】 | 発生集中原単位 （人T.E/ha・日）
|  | 全て | 1783 | ※「平成8年度総合都市交通体系調査報告書-施設発生・集中原単位調査-,東京都」における病院施設の発生集中原単位（12時間）の平均値
④事業前・事業後の用途別トリップ発生集中原単位の確定（②③の結果まとめ）
②③の結果より、事業地区の開発前後のトリップ発生集中原単位は下記のとおり
|  | 【事業前・トリップ発生集中原単位】 |  |  |  | 【事業後・トリップ発生集中原単位】
|  | 施設種類 | トリップ発生集中原単位 （人T.E/ha・日） |  |  | 施設種類 | トリップ発生集中原単位 （人T.E/ha・日）
|  | 住宅 |  | 700 |  | 住宅 |  | 700
|  | 業務 |  | 2850 |  | 業務 |  | 2850
|  | 商業 |  | 20600 |  | 商業 |  | 20600
|  | 医療 |  | 1783 |  | 医療 |  | 1783
PAGE2/5
用途別発生集中トリップ数＝(A)延床面積×(B)単位面積当たり発生集中トリップ原単位
|  | 【①事業前・事業地区】 |  |  | 【②事業後・事業地区】 |  |  | 【トリップ増加数＝②-①】
|  | 施設種類 | 発生集中トリップ数 （人T.E/日） |  | 施設種類 | 発生集中トリップ数 （人T.E/日） |  | 施設種類 | トリップ増加数 （人T.E/日）
|  | 住宅 | 63 |  | 住宅 | 63 |  | 住宅 | 0
|  | 業務 | 570 |  | 業務 | 570 |  | 業務 | 0
|  | 商業 | 0 |  | 商業 | 0 |  | 商業 | 0
|  | 医療 | 0 |  | 医療 | 0 |  | 医療 | 0
(C)交通手段分担率の設定
駅周辺地区・広域圏からの移転割合の設定
|  | 事業により移転するトリップの移転前の地域の比率を設定 |  |  |  |  | 【事業により駅周辺地区・広域圏から事業地区へ移転するトリップ数】
（増加するトリップ数のうち駅周辺地区・広域圏からの移転割合を設定）
|  |  | 駅周辺地区 | 広域圏 |  |  |  | 駅周辺地区周辺 | 広域圏
|  | 住宅 | 85% | 15% |  |  | 住宅 | 63 | 0
|  | 業務 | 85% | 15% |  |  | 業務 | 570 | 0
|  | 商業 | 85% | 15% |  |  | 商業 | 0 | 0
|  | 医療 | 85% | 15% |  |  | 医療 | 0 | 0
|  |  |  | 徒歩 | 二輪 | 自動車 | 路線バス | 鉄道
|  | 駅周辺地区 （＝事業地区） | 住宅 | 25.88% | 17.06% | 50.81% | 2.675% | 3.579% |  | 100%
|  |  | 業務 | 8.785% | 11.44% | 65.95% | 6.53% | 7.294% |  | 100%
|  |  | 商業 | 19.3% | 14.58% | 53.45% | 8.96% | 3.707% |  | 100%
|  |  | 医療 | 11.19% | 13.23% | 66.08% | 5.476% | 4.028% |  | 100%
|  | 広域圏 | 住宅 | 16.78% | 13.93% | 64.38% | 2.638% | 2.274% |  | 100%
|  |  | 業務 | 5.92% | 8.129% | 81.45% | 2.173% | 2.331% |  | 100%
|  |  | 商業 | 11.58% | 13.12% | 73.05% | 1.799% | 0.446% |  | 100%
|  |  | 医療 | 8.929% | 7.825% | 79.93% | 2.574% | 0.7444% |  | 100%
※各交通手段の分担率は、都市圏PT調査より計算したもの
(D)１トリップ当たり平均移動距離の設定
平均移動距離 （km/台）
|  | 駅周辺地区 （＝事業地区） | 住宅 | 9.4831
|  |  | 業務 | 12.45
|  |  | 商業 | 7.8743
|  |  | 医療 | 10.3259
|  | 広域圏 （＝駅周辺地区） （＝事業地区） | 住宅 | 9.4831
|  |  | 業務 | 12.45 | ※道路交通センサス自動車OD調査より計算したもの（路線バス、鉄道については既存の統計資料がないため、自動車と同じと仮定）
|  |  | 商業 | 7.8743
|  |  | 医療 | 10.3259 | ※道路交通センサス自動車OD調査の最小単位のゾーンが、駅周辺地区よりもかなり大きく、広域圏に近い大きさのため、駅周辺地区と広域圏を分けて算出できないことから同じ値としている
(E)交通手段別CO2排出量原単位の設定
①自動車のCO2排出原単位の設定
対象とする事業地区がいずれの地域に属するかを選択し、右端に「１」を入力
|  |  | 自動車CO2排出量原単位 （g-CO2/台km） | 選択フラグ（選択した行に「1」を入力）
|  | 北海道 | 258.5639 | 0
|  | 東北 | 240.7513 | 0
|  | 関東 | 264.3788 | 1
|  | 北陸信越 | 277.1278 | 0
|  | 中部 | 273.6693 | 0
|  | 近畿 | 258.6211 | 0
|  | 中国 | 257.7218 | 0
|  | 四国 | 240.2252 | 0
|  | 九州 | 235.1289 | 0 | ※自動車輸送統計年報（H21年度）より計算したもの
②自動車の平均乗車人員の設定
平均乗車人員 （人/台）
|  | 住宅 | 1.4
|  | 業務 | 1.5
|  | 商業 | 1.3 | ※住宅・業務・商業については、「大規模開発地区関連交通計画マニュアル」の値を使用
|  | 医療 | 1.3567 | ※病院については「平成8年度総合都市交通体系調査報告書-施設発生・集中原単位調査-,東京都」における病院施設の平均値
③交通手段別CO2排出量原単位の設定
CO2排出量原単位 （g-CO2/人km）
|  | 自動車 | 住宅 | 188.842
|  |  | 業務 | 176.2525 | ※自動車については、①CO2排出量原単位（／台）を、②平均乗車人員（人／台）で除することにより算定
|  |  | 商業 | 203.3683 | ※路線バスについては、国土交通省資料「旅客輸送機関の二酸化炭素排出原単位（平成12年度）」を使用。
|  |  | 医療 | 194.8738 | ※鉄道については、交通関係エネルギー要覧及び地球温暖化対策の推進に関する法律施行令第三条（平成18年3月24日一部改正）の排出係数一覧表より作成した値を使用。
|  | 路線バス |  | 94
|  | 鉄道 |  | 28 | ※徒歩、二輪はゼロとする。
PAGE3/5
CO2排出量の算定（(A)*(B)*(C)*(D)*(E)）
（ⅰ）事業前のCO2排出量＝①事業前・事業地区＋②事業前・広域圏＋③事業前・駅周辺地区
①事業地区におけるCO2排出量
|  | 交通手段 | 施設種類 | (A)*(B) 事業前発生集中トリップ数（人T.E/日） | (C) 交通手段分担率 【駅周辺地区】 | (D) 1トリップ当たり平均移動距離（km/台） 【駅周辺地区】 | (E) CO2排出量原単位 （g-CO2/人km） | (A)*(B)*(C)*(D)*(E) 事業地区の事業前CO2排出量 (g-CO2/日） | 事業地区の事業前CO2排出量 (t-CO2/年） （×365／1,000,000）
|  | 自動車 | 住宅 |  | 50.81% | 9.4831 | 188.842 | 0 | 0
|  |  | 業務 |  | 65.95% | 12.45 | 176.2525 | 0 | 0
|  |  | 商業 |  | 53.45% | 7.8743 | 203.3683 | 0 | 0
|  |  | 医療 |  | 66.08% | 10.3259 | 194.8738 | 0 | 0
|  | 路線バス | 住宅 |  | 2.675% | 9.4831 | 94 | 0 | 0
|  |  | 業務 |  | 6.53% | 12.45 |  | 0 | 0
|  |  | 商業 |  | 8.96% | 7.8743 |  | 0 | 0
|  |  | 医療 |  | 5.476% | 10.3259 |  | 0 | 0
|  | 鉄道 | 住宅 |  | 3.579% | 9.4831 | 28 | 0 | 0
|  |  | 業務 |  | 7.294% | 12.45 |  | 0 | 0
|  |  | 商業 |  | 3.707% | 7.8743 |  | 0 | 0
|  |  | 医療 |  | 4.028% | 10.3259 |  | 0 | 0
|  | 合計 | [5 empty] | 0 | 0
②広域圏における移転前のトリップのCO2排出量
|  | 交通手段 | 施設種類 | (A)*(B) 移転するトリップ数（人T.E/日） | (C) 交通手段分担率 【広域圏】 | (D) 1トリップ当たり平均移動距離（km/台） 【広域圏】 | (E) CO2排出量原単位 （g-CO2/人km） | (A)*(B)*(C)*(D)*(E) 広域圏における移転前のトリップのCO2排出量 (g-CO2/日） | 広域圏における移転前のトリップのCO2排出量 (t-CO2/年） （×365／1,000,000）
|  | 自動車 | 住宅 | 0 | 64.38% | 9.4831 | 188.842 | 0 | 0
|  |  | 業務 | 0 | 81.45% | 12.45 | 176.2525 | 0 | 0
|  |  | 商業 | 0 | 73.05% | 7.8743 | 203.3683 | 0 | 0
|  |  | 医療 | 0 | 79.93% | 10.3259 | 194.8738 | 0 | 0
|  | 路線バス | 住宅 | 0 | 2.638% | 9.4831 | 94 | 0 | 0
|  |  | 業務 | 0 | 2.173% | 12.45 |  | 0 | 0
|  |  | 商業 | 0 | 1.799% | 7.8743 |  | 0 | 0
|  |  | 医療 | 0 | 2.574% | 10.3259 |  | 0 | 0
|  | 鉄道 | 住宅 | 0 | 2.274% | 9.4831 | 28 | 0 | 0
|  |  | 業務 | 0 | 2.331% | 12.45 |  | 0 | 0
|  |  | 商業 | 0 | 0.446% | 7.8743 |  | 0 | 0
|  |  | 医療 | 0 | 0.7444% | 10.3259 |  | 0 | 0
|  | 合計 | [5 empty] | 0 | 0
③駅周辺地区における移転前のトリップのCO2排出量
|  | 交通手段 | 施設種類 | (A)*(B) 移転するトリップ数（人T.E/日） | (C) 交通手段分担率 【駅周辺地区】 | (D) 1トリップ当たり平均移動距離（km/台） 【駅周辺地区】 | (E) CO2排出量原単位 （g-CO2/人km） | (A)*(B)*(C)*(D)*(E) 駅周辺地区における移転前のトリップのCO2排出量 (g-CO2/日） | 駅周辺地区における移転前のトリップのCO2排出量 (t-CO2/年） （×365／1,000,000）
|  | 自動車 | 住宅 | 63 | 50.81% | 9.4831 | 188.842 | 57319.7387 | 20.9217
|  |  | 業務 | 570 | 65.95% | 12.45 | 176.2525 | 824895.511 | 301.0869
|  |  | 商業 | 0 | 53.45% | 7.8743 | 203.3683 | 0 | 0
|  |  | 医療 | 0 | 66.08% | 10.3259 | 194.8738 | 0 | 0
|  | 路線バス | 住宅 | 63 | 2.675% | 9.4831 | 94 | 1502.1135 | 0.54827
|  |  | 業務 | 570 | 6.53% | 12.45 |  | 43561.7241 | 15.9
|  |  | 商業 | 0 | 8.96% | 7.8743 |  | 0 | 0
|  |  | 医療 | 0 | 5.476% | 10.3259 |  | 0 | 0
|  | 鉄道 | 住宅 | 63 | 3.579% | 9.4831 | 28 | 598.7431 | 0.21854
|  |  | 業務 | 570 | 7.294% | 12.45 |  | 14494.2544 | 5.2904
|  |  | 商業 | 0 | 3.707% | 7.8743 |  | 0 | 0
|  |  | 医療 | 0 | 4.028% | 10.3259 |  | 0 | 0
|  | 合計 | [5 empty] | 942372.0847 | 343.9658
（ⅰ）事業前のCO2排出量（＝①＋②＋③）
|  | 施設種類 | 事業前CO2排出量 (t-CO2/年）
|  | 住宅 | 21.6885
|  | 業務 | 322.2773
|  | 商業 | 0
|  | 医療 | 0
|  | 合計 | 343.9658
PAGE4/5
（ⅱ）事業後のCO2排出量＝①事業後・事業地区
①事業地区におけるCO2排出量
|  | 交通手段 | 施設種類 | (A)*(B) 事業後発生集中トリップ数（人T.E/日） | (C) 交通手段分担率 【駅周辺地区】 | (D) 1トリップ当たり平均移動距離（km/台） 【駅周辺地区】 | (E) CO2排出量原単位 （g-CO2/人km） | (A)*(B)*(C)*(D)*(E) 事業地区の事業後CO2排出量 (g-CO2/日） | 事業地区の事業後CO2排出量 (t-CO2/年） （×365／1,000,000）
|  | 自動車 | 住宅 | 63 | 50.81% | 9.4831 | 188.842 | 57319.7387 | 20.9217
|  |  | 業務 | 570 | 65.95% | 12.45 | 176.2525 | 824895.511 | 301.0869
|  |  | 商業 | 0 | 53.45% | 7.8743 | 203.3683 | 0 | 0
|  |  | 医療 | 0 | 66.08% | 10.3259 | 194.8738 | 0 | 0
|  | 路線バス | 住宅 | 63 | 2.675% | 9.4831 | 94 | 1502.1135 | 0.54827
|  |  | 業務 | 570 | 6.53% | 12.45 |  | 43561.7241 | 15.9
|  |  | 商業 | 0 | 8.96% | 7.8743 |  | 0 | 0
|  |  | 医療 | 0 | 5.476% | 10.3259 |  | 0 | 0
|  | 鉄道 | 住宅 | 63 | 3.579% | 9.4831 | 28 | 598.7431 | 0.21854
|  |  | 業務 | 570 | 7.294% | 12.45 |  | 14494.2544 | 5.2904
|  |  | 商業 | 0 | 3.707% | 7.8743 |  | 0 | 0
|  |  | 医療 | 0 | 4.028% | 10.3259 |  | 0 | 0
|  | 合計 | [5 empty] | 942372.0847 | 343.9658
（ⅱ）事業後のCO2排出量（＝①）
|  | 施設種類 | 事業後CO2排出量 (t-CO2/年）
|  | 住宅 | 21.6885
|  | 業務 | 322.2773
|  | 商業 | 0
|  | 医療 | 0
|  | 合計 | 343.9658
PAGE5/5
【算定結果まとめ】
|  | ■CO2排出削減量 |  |  |  |  | （t-CO2/年） |  |  | グラフ用
|  | 施設種類 | (a) 事業地区の 事業前 CO2排出量 （ⅰ）① | (b) 事業前 CO2排出量 （ⅰ） | (c) 事業後 CO2排出量 （ⅱ） | (d)=(b)-(c) 削減量 | (e)=1-(c)/(b) 削減率 |  |  | 施設種類 | (a) 事業地区の 事業前CO2排出量 | (b) 事業前CO2排出量 | (c) 事業後CO2排出量
|  | 住宅 | 0 | 21.6885 | 21.6885 | 0 | 0% |  |  | 住宅 | 0 | 21.6885 | 21.6885
|  | 業務 | 0 | 322.2773 | 322.2773 | 0 | 0% |  |  | 業務 | 0 | 322.2773 | 322.2773
|  | 商業 | 0 | 0 | 0 | 0 | #DIV/0! |  |  | 商業 | 0 | 0 | 0
|  | 医療 | 0 | 0 | 0 | 0 | #DIV/0! |  |  | 医療 | 0 | 0 | 0
|  | 合計 | 0 | 343.9658 | 343.9658 | 0 | 0% |  |  | 合計 | 0 | 343.9658 | 343.9658
|  | ■単位面積当たりCO2排出削減量 |  |  |  |  | （kg-CO2/㎡・年）
|  | 施設種類 | (a) 事業地区の 事業前 CO2排出量 （ⅰ）① | (b) 事業前 CO2排出量 （ⅰ） | (c) 事業後 CO2排出量 （ⅱ） | (d)=(b)-(c) 削減量 | (e)=1-(c)/(b) 削減率
|  | 住宅 | 0 | 24.0984 | 24.0984 | 0 | 0%
|  | 業務 | 0 | 161.1386 | 161.1386 | 0 | 0%
|  | 商業 | #DIV/0! | #DIV/0! | #DIV/0! | #DIV/0! | #DIV/0!
|  | 医療 | 0 | #DIV/0! | #DIV/0! | #DIV/0! | #DIV/0!
|  | 合計 | 0 | 118.6089 | 118.6089 | 0 | 0%
集約化による
CO2排出削減効果
≪用語の定義≫
住宅：住宅、寮
業務：事務所、会社、銀行、官公庁（役所・
役場）、集会所（文教・宗教施設）
商業：ｽｰﾊﾟｰ、ﾃﾞﾊﾟｰﾄ、問屋・市場、その他商業施設
医療：医療施設、厚生・福祉施設
※上記以外の用途については算定対象外
≪用語の定義≫
【業務】
○周辺部・都心部 ○一般事務所ビル、単館型事務所ビル
○鉄道駅からの距離による割引率
【商業】
○三大都市圏中心部、三大都市圏郊外部および
地方中枢都市、三大都市圏周辺部および地方都市
○延床面積、鉄道駅からの距離による割引率
→大規模開発地区関連交通計画マニュアルを参照

## みどり分野 (hidden)
CASBEE街区改定版
■みどり部分のCO2吸収量計算シート
低炭素まちづくり計画作成マニュアルに記載された標準的な施策④について、
街区内の緑地によるCO2吸収量を計算
に数値を記入
| 施策④緑地の保全及び緑化の推進 | 街区内緑地面積 |  |  | 街区内緑地面積
| 4-1 公的空間における緑地の整備 | 0 |  |  | 0.075
4-2 民有地における高木植栽
4-3 緑地の保全
4-1 公的空間における緑地の整備
4-2 民有地における高木植栽
○単位緑化面積当たり200本/ha以上のみどりの場合
| （CO2吸収量）＝14.45t-CO2/ha・年 × 緑化面積（ha） |  | 0 | t-CO2/年 |  | 1.0837 | t-CO2/年
4-3 緑地の保全
○間伐更新や補植などの管理が行われている場合
| （CO2吸収量）＝4.95t-CO2/ha・年 × 管理実施面積（ha） |  | 0 | t-CO2/年 |  | 0.37125 | t-CO2/年
|  | 合計 | 0 | t-CO2/年 |  | 1.455 | t-CO2/年

## 移転率参考値 (hidden)
（参考値）
戻る↑
大都市圏中心地
| 駅周辺地区 | 広域圏
|  | 大都市圏郊外部 | 地方都市
住宅 | 75% | 15% | 10%
業務 | 75% | 15% | 10%
商業 | 75% | 15% | 10%
医療 | 75% | 15% | 10%
大都市圏郊外部
| 駅周辺地区 | 広域圏
住宅 | 40% | 60%
業務 | 40% | 60%
商業 | 40% | 60%
医療 | 40% | 60%
地方都市
| 駅周辺地区 | 広域圏
住宅 | 25% | 75%
業務 | 25% | 75%
商業 | 25% | 75%
医療 | 25% | 75%

## Ref. CO2 factor
Setting value of CO2 emission factors by energy type for assessment
1) CO2 emission factor of electric power |  |  |  | 2) CO2 emission factors of other fuels
The CO2 emission factor of electric power is set individually by the evaluator. |  |  |  | Use CO2 emission factors from fuels shown below
Enter a value in the blue cell for an actual assessment by using the table |  |  |  | Town gas | 0.0499 | kg-CO2/MJ
below or other information. |  |  |  | Kerosene | 0.0678 | kg-CO2/MJ
CO2 emission factor of electricity | 0.525 | kg-CO2/kWh |  | Type A heavy oil | 0.0693 | kg-CO2/MJ
| 0.0538 | kg-CO2/MJ* |  | LPG | 0.059 | kg-CO2/MJ
CO2 emission coefficients by power provider published by Ministry of Environment |  |  |  | List of CO2 emission factors for calclation method in calcration, reporting and publishing programs, MOE
|  | (2012 actual data published on December 19, 2013) |  | Appendix table 1; Calorific values of fuels
General PPS | Actual emissions coefficient | Adjusted emission coefficient |  | Town gas | 44.8 | GJ/1,000Nm3
| kg-CO2/kWh | kg-CO2/kWh |  | Kerosene | 36.7 | GJ/kl
Hokkaido Electric Power Co., Inc. | 0.688 | 0.68 |  | Type A heavy oil | 39.1 | GJ/kl
Tohoku Electric Power Co., Inc. | 0.6 | 0.56 |  | LPG | 50.8 | GJ/t
Tokyo Electric Power Co., Inc. | 0.525 | 0.406
Chubu Electric Power Co., Inc. | 0.516 | 0.373
Hokuriku Electric Power Co., Inc. | 0.663 | 0.494 |  | Appendix table 2; CO2 emission factors from fuel usage
Kansai Electric Power Co., Inc. | 0.514 | 0.475 |  | Town gas | 0.0136 | tC/GJ
Chugoku Electric Power Co.,Inc. | 0.738 | 0.672 |  | Kerosene | 0.0185 | tC/GJ
Shikoku Electric Power Co., Inc. | 0.7 | 0.656 |  | Type A heavy oil | 0.0189 | tC/GJ
Kyushu Electric Power Co., Inc. | 0.612 | 0.599 |  | LPG | 0.0161 | tC/GJ
Okinawa Electric Power Co., Inc. | 0.903 | 0.692
eREX Co., Ltd. | 0.603 | 0.428
Idemitsu Green Power Co., Ltd. | 0.086 | 0.106
Itochu Enex Co., Ltd. | 0.676 | 0.293
Eneserve Corp. | 0.616 | 0.482
Ebara Environmental Plant Co., Ltd. | 0.456 | 0.456
Oji Paper Co., Ltd. | 0.475 | 0.471
ORIX Corp. | 0.762 | 0.757
e-sell Co.,Ltd. | 0 | 0
Ennet Corp. | 0.429 | 0.427
F-Power Co., Ltd. | 0.525 | 0.445
G-Power Co., Ltd. | 0.441 | 0
Nihon Ceremony Corp. | 0.797 | 0.789
Summit Energy Corp. | 0.438 | 0.259
JX Nippon Oil & Energy Corp. | 0.367 | 0.364
J JEN Holdings Co., Ltd. | 0.494 | 0.49
Shigakogen Resort Kaihatsu Corp. | 0.312 | 0.309
Showa Shell Sekiyu K.K. | 0.367 | 0.364
Nippon Steel & Sumikin Engineering Co, Ltd. | 0.655 | 0.654
Senboku Natural Gas Power Generation Co., Ltd. | 0.388 | 0.385
Diamond Power Corp. | 0.431 | 0.427
Tess Engineering Co.,Ltd. | 0.494 | 0.49
Tokyo Eco Service Co., Ltd. | 0.092 | 0.091
Nihon Techno Co., Ltd. | 0.508 | 0.509
Japan Logistic Coop. | 0.486 | 0.256
Panasonic Corp. | 0.498 | 0.492
Premium Green Power Corp. | 0.018 | 0.022
Marubeni Corp. | 0.378 | 0.324
Mitsuuroko Green Energy Co., Ltd. | 0.366 | 0.445
Les Power Co.,Ltd. | 0.42 | 0
Alternative value | 0.55
The latest values can be obtained and confirmed from the URL below,
http://ghg-santeikohyo.env.go.jp/calc/denki
| *Primary energy consumption factor of electric power | 9.76 | MJ/kWh |  |  | Top

## 建築分野 (hidden)
CASBEE街区改定版
■建築分野のCO2排出量・削減量の計算シート（暫定版）
低炭素まちづくり計画作成マニュアルに記載された標準的な施策⑤、⑥について
BAU排出量に対する削減量、施策後の排出量を計算
施策⑤非化石エネルギーの利用及び化石燃料の効率的利用
に資する施設の設置のための公共施設の活用
施策⑥建築物の低炭素化の促進 |  |  | に数値を記入
用途別延床面積（㎡） | 現在 |  | 将来 |  | 用途別CO2原単位 | BAU | 削減量 | 施策後
| （参考） |  | （㎡） |  | （kg-CO2/m2・年） | （t-CO2/年） |  | （t-CO2/年）
事務所 | 2026777.39 |  | 2000 |  | 102.5702 | 205.1405
学校 | 2639.9 |  | 0 |  | 64.5044 | 0
小・中・高校 | 0 |  | 0 |  | 19.0289 | 0
物販店 | 839519.73 |  | 0 |  | 173.1003 | 0
飲食店 | 22700 |  | 0 |  | 156.5486 | 0
集会所 | 166025.84 |  | 0 |  | 119.7555 | 0
工場 | 0 |  | 0 |  | 17.754 | 0
病院 | 34500 |  | 0 |  | 134.0321 | 0
ホテル | 276900 |  | 0 |  | 161.2822 | 0
集合住宅 | 518500 |  | 400 |  | 0 | 0
戸建住宅 |  |  | 500 |  | 29.5529 | 14.7765
合計 | 3887562.86 |  | 2900 |  |  | 219.917 | 219.917 | 0
１次エネルギー消費量の実績統計値によるCO2排出量のBAU値
用途 | 一次エネルギー 消費量＊１ | エネルギー種別の １次エネルギー消費量構成比 |  |  | CO2排出量
|  | 電気 | ガス | その他
| MJ/m2・年 | 0.0538 | 0.0499 | 0.06855 | kg-CO2/m2・年
事務所 | 1936 | 87 | 11 | 1 | 102.5702
学校 | 1209 | 87 | 9 | 3 | 64.5044
小・中・高校*1 | 367 | 50 | 50 | 0 | 19.0289
物販店 | 3225 | 92 | 7 | 1 | 173.1003
飲食店 | 2923 | 89 | 10 | 1 | 156.5486
集会所 | 2212 | 80 | 14 | 6 | 119.7555
工場*2 | 330 | 100 | 0 | 0 | 17.754
病院 | 2399 | 67 | 15 | 18 | 134.0321
ホテル | 2918 | 66 | 19 | 15 | 161.2822
集合住宅 |  |  |  |  | 0
戸建住宅 |  |  |  |  | 29.5529
※集合住宅、戸建て住宅のCO2排出量のBAU値は統計値ではなく、CASBEE戸建（2010年版）、CASBEE新築（2010年版）による
×
=
当該街区の設備や対策が不明の場合は、当該街区全体の将来の削減目標値、削減率等を記入することでも可とします
「Lの総合スコア」シートに自動転記されます

## 住宅原単位計算 (hidden)
CASBEE2010の基準値
[11 empty] | 電気 | 0.525 | ガス | 0.0499
省エネ地域区分 |  |  | IV | 地域 | [6 empty] | I | II | III | IV | V | VI
集合住宅の住居部分比率 |  |  | 0 | ％ | [6 empty] | 12.0638 | 8.195 | 6.2823 | 3.4103 | 2.2566 | 0 | 2
[11 empty] | 0 | 0.040905 | 0.26388 | 0.80186 | 0.81349 | 2.0801 | 3
住宅の居住時のCO2排出量の参照値 |  |  |  |  | 住宅の居住時のCO2排出量の計算値 | [5 empty] | 8.5804 | 10.3347 | 10.3974 | 9.7191 | 7.9228 | 5.8613 | 4
[11 empty] | 3.5612 | 3.5612 | 3.5612 | 3.5612 | 3.5612 | 3.5612 | 5
（kg-CO2/年m2） |  | 戸建 | 集合 |  | （kg-CO2/年m2） |  | 戸建 | 集合 |  |  | 7.1636 | 7.436 | 7.8539 | 7.8889 | 7.5732 | 7.4352 | 6
暖房 |  | 3.4103 | 1.7051 |  | 暖房 |  | 5.1154 | 2.5577 |  |  | 1.2329 | 1.2798 | 1.3517 | 1.3577 | 1.3034 | 1.2797 | 7
冷房 |  | 0.80186 | 0.80186 |  | 冷房 |  | 0.80186 | 0.80186 |  |  | 1.7735 | 1.8409 | 1.9444 | 1.9531 | 1.8749 | 1.8408 | 8
給湯 |  | 9.7191 | 9.7191 |  | 給湯 |  | 9.7191 | 9.7191 |  |  | 0.86081 | 0.86081 | 0.86081 | 0.86081 | 0.86081 | 0.86081 | 9
照明 |  | 3.5612 | 3.5612 |  | 照明 |  | 3.5612 | 3.5612 |  |  | 5.3824 | 5.3824 | 5.3824 | 5.3824 | 5.3824 | 5.3824 | 10
家電 |  | 7.8889 | 7.8889 |  | 家電 |  | 7.8889 | 7.8889
調理 |  | 1.3577 | 1.3577 |  | 調理 |  | 1.3577 | 1.3577 |  |  | CASBEE2007の基準値
換気 |  | 1.9531 | 1.9531 |  | 換気 |  | 1.9531 | 1.9531 |  |  | 電気 | 0.555 | ガス | 0.052
節水 |  | 0.86081 | 0.86081 |  | 節水 |  | 0.86081 | 0.86081 |  |  | I | II | III | IV | V | VI
共用 |  | 0 | 5.3824 |  | 共用 |  | 0 | 5.3824 |  |  | 12.7532 | 8.6632 | 6.6413 | 3.6051 | 2.3855 | 0
合計 |  | 29.5529 | 33.2302 |  | 合計 |  | 31.2581 | 34.0828 |  |  | 0 | 0.043243 | 0.27896 | 0.84768 | 0.85998 | 2.199
[6 empty] | 削減率 | -5.77% | -2.566% |  |  | 8.9415 | 10.7697 | 10.835 | 10.1281 | 8.2562 | 6.1079
[11 empty] | 3.7647 | 3.7647 | 3.7647 | 3.7647 | 3.7647 | 3.7647
※CASBEE戸建（2010年版）、CASBEE新築（2010年版）より | [10 empty] | 7.5729 | 7.8609 | 8.3026 | 8.3397 | 8.006 | 7.8601
※集合住宅のCO2排出量は住居部分面積に対する原単位 | [10 empty] | 1.2848 | 1.3336 | 1.4086 | 1.4149 | 1.3583 | 1.3335
[11 empty] | 1.8748 | 1.9461 | 2.0555 | 2.0647 | 1.9821 | 1.9459
[11 empty] | 0.91 | 0.91 | 0.91 | 0.91 | 0.91 | 0.91
[11 empty] | 5.69 | 5.69 | 5.69 | 5.69 | 5.69 | 5.69
LRH すまいの環境負荷低減性 | [8 empty] | 評価対象
LRH1 | エネルギーと水を大切に使う |  |  | ﾚﾍﾞﾙ１ | ﾚﾍﾞﾙ２ | ﾚﾍﾞﾙ３ | ﾚﾍﾞﾙ４ | ﾚﾍﾞﾙ５ | 採点結果 | 消費率
1 | 建物の工夫で省エネ
| 1.1 | 建物の熱負荷抑制 |  | 150% | 125% | 100% | 69% | 56% | 0 | 150%
| 1.2 | 自然エネルギー利用
|  | 暖房エネルギーの削減 | [6 empty] | 0% | 100%
|  | 冷房エネルギーの削減 | [6 empty] | 0% | 100%
2 | 設備の性能で省エネ
| 2.1 | 暖冷房設備
|  | 1 | 暖房設備 | 150% | 125% | 100% | - | 75% | 0 | 100%
|  | 2 | 冷房設備 | 125% | - | 100% | - | 75% | 0 | 100%
| 2.2 | 給湯設備
|  | 1 | 給湯機器 | 140% | 120% | 100% | - | 85% | 0 | 100%
|  |  | 給湯機器（太陽熱温水器） | 126% | 108% | 90% | - | 80% |  | 100%
|  |  | 給湯機器（太陽熱温水システム） | 98% | 84% | 70% | - | 50% |  | 100%
|  | 2 | 浴槽の断熱 | 105.3% | - | 100% | - | 94.74% | 0 | 100%
|  | 3 | 節湯型機器および給湯配管 | - | 111.1% | 100% | 94.44% | 88.89% |  | 100%
| 2.3 | 照明・家電・厨房機器 |  | 125% | - | 100% | 87.5% | 75% | 0 | 100%
| 2.4 | 換気設備 |  | - | - | 100% | 70% | 40% | 0 | 100%
| 2.5 | エネルギー利用効率化設備
|  | 2 | 太陽光発電システム
3 | 水の節約
| 3.1 | 節水型設備 |  | 115% | - | 100% | 85% | 70% |  | -
| 3.2 | 雨水の利用 |  | - | - | 100% | 95% | 90% |  | -
3-2. 用途毎の消費率への置き換え、およびCO2排出量の計算 | [6 empty] | kg-CO2/年m2
| 用途 |  | 式 |  |  |  | 基準値 |  | 用途別消費率
| 暖房 |  | 建物の熱負荷抑制×自然エネルギー利用×暖房設備 |  |  |  | 3.4103 |  | 150%
| 冷房 |  | 自然エネルギー利用×冷房設備 |  |  |  | 0.80186 |  | 100%
| 給湯 |  | 給湯機器×浴槽の断熱×節湯型機器および給湯配管 |  |  |  | 9.7191 |  | 100%
| 照明 |  | 照明・家電・厨房機器 |  |  |  | 3.5612 |  | 100%
| 家電 |  | 照明・家電・厨房機器 |  |  |  | 7.8889 |  | 100%
| 調理 |  | 照明・家電・厨房機器 |  |  |  | 1.3577 |  | 100%
| 換気 |  | 換気設備 |  |  |  | 1.9531 |  | 100%
| 節水 |  | 節水型設備×雨水の利用 |  |  |  | 0.86081 |  | 100%

## 省エネルギー地区 (hidden)
戻る↑

## 評価シート（大規模用） (hidden)
非住宅建築物の省エネルギー対策効果算定・評価シート 大規模建築物用－ | [16 empty] | 標準一次エネルギー消費原単位
[17 empty] | 熱源（主機） | 熱源（補機） | 空調 | 換気 | 照明 | ｺﾝｾﾝﾄ | 衛生 | 給湯 | その他 | 合計
１．建物概要の入力 | [15 empty] | 事務所 | 15.45% | 9.482% | 10.64% | 5.288% | 24.67% | 23.96% | 1.911% | 0% | 8.602% | 1
建物概要データ |  | 建物名称 | Sビル | [12 empty] | 学校 | 35% | 5% |  | 5.288% | 30% | 6.8% | 1.911% | 10.9% | 5.1% | 1
|  | 所在地 | 東京都 | [12 empty] | 小・中・高校 | 35% | 5% |  | 5.288% | 30% | 6.8% | 1.911% | 10.9% | 5.1% | 1
|  | 建物用途 | 事務所 | [12 empty] | 物販店 | 29.5% | 1.9% | 7.4% | 6% | 22% | 5.8% | 0.6% | 6.7% | 20.1% | 1
|  | 延床面積 | 12000 | ㎡ | [11 empty] | 飲食店 | 29.5% | 1.9% | 7.4% | 6% | 22% | 5.8% | 0.6% | 6.7% | 20.1% | 1
|  | 建築面積 | 3000 | ㎡ | [11 empty] | 集会所 | 15.45% | 9.482% | 10.64% | 5.288% | 24.67% | 23.96% | 1.911% | 0% | 8.602% | 1
|  | 熱源種別（電気／ガス） | 電気 | [12 empty] | 工場 | 15.45% | 9.482% | 10.64% | 5.288% | 24.67% | 23.96% | 1.911% | 0% | 8.602% | 1
２．対策効果の算定 | [5 empty] | １－省エネルギー率（％)・・・運用可能性比率考慮後 | [9 empty] | 病院 | 28.6% | 3.7% | 12% | 3.9% | 14.7% | 7.7% | 0.8% | 18% | 10.6% | 1
分類 | NO | 対策項目 | 対策適用率（％） | 省エネルギ率（％） |  | 熱源（主機） | 熱源（補機） | 空調 | 換気 | 照明 | ｺﾝｾﾝﾄ | 衛生 | 給湯 | その他 |  | ホテル | 28.6% | 3.7% | 18.6% | 3.9% | 14.7% | 7.7% | 0.8% | 9.9% | 12.1% | 1
１．建築外皮の改善 | 1 | 開口部の単層ガラスを複層ガラスとする | 0 | 2.3192 | 1 | 100% | 100% | 100% | 100% | 100% | 100% | 100% | 100% | 100%
| 2 | 窓ガラスに日射遮へいフィルムを貼る |  | 1.224 |  | 100% | 100% | 100% | 100% | 100% | 100% | 100% | 100% | 100% |  |  | 41.4 |  | 36.8 |  | 10.9 | 10.9
| 3 | 開口部に庇、ルーバーを設置する | 0 | 0.57979 |  | 100% | 100% | 100% | 100% | 100% | 100% | 100% | 100% | 100%
| 4 | 外壁・屋根の断熱性能を強化する | 0 | 1.2025 |  | 100% | 100% | 100% | 100% | 100% | 100% | 100% | 100% | 100%
２．運用条件の変更 | 5 | 冷暖房の設定温度を２℃緩和する | 0 | 5.0745 | 1 | 100% | 100% | 100% | 100% | 100% | 100% | 100% | 100% | 100%
| 6 | 照度を適正化する（700lx→500lx） | 0 | 3.7005 |  | 100% | 100% | 100% | 100% | 100% | 100% | 100% | 100% | 100%
| 7 | 空調運転時間を１時間短縮する |  | 2.1718 | 1 | 100% | 100% | 100% | 100% | 100% | 100% | 100% | 100% | 100% |  |  | 各分類に対する省エネルギー率（％)・・・運用可能性比率考慮前 | [8 empty] | 全体に対する省エネルギー率（％)
３．運転不具合の改善 | 8 | 冷却水温度を適正化する |  | 0.57483 | 1 | 100% | 100% | 100% | 100% | 100% | 100% | 100% | 100% | 100% |  |  | 熱源（主機） | 熱源（補機） | 空調 |  | 照明 | ｺﾝｾﾝﾄ | 衛生 | 給湯 | その他
| 9 | 送水温度差を確保する |  | 4.2628 | 1 | 100% | 100% | 100% | 100% | 100% | 100% | 100% | 100% | 100% | 開口部の単層ガラスを複層ガラスとする |  | 10.45% | 3.505% | 3.505% | [6 empty] | 2.319%
| 10 | 熱源運転台数を適正化する |  | 2.4883 | 1 | 100% | 100% | 100% | 100% | 100% | 100% | 100% | 100% | 100% | 窓ガラスに日射遮へいフィルムを貼る |  | 5.514% | 1.85% | 1.85% | [6 empty] | 1.224%
| 11 | 送風温度差を確保する |  | 2.1281 |  | 100% | 100% | 100% | 100% | 100% | 100% | 100% | 100% | 100% | 開口部に庇、ルーバーを設置する |  | 2.612% | 0.8762% | 0.8762% | [6 empty] | 0.5798%
| 12 | 熱源機器の性能を確保する |  | 0.77242 | 1 | 100% | 100% | 100% | 100% | 100% | 100% | 100% | 100% | 100% | 外壁・屋根の断熱性能を強化する |  | 5.588% | 1.686% | 1.686% | [6 empty] | 1.203%
４．省エネルギー手法 | 13 | ＣＷＶ方式をＶＷＶ方式とする（二次側） | 0 | 4.2628 | 1 | 100% | 100% | 100% | 100% | 100% | 100% | 100% | 100% | 100% | 冷暖房の設定温度を２℃緩和する |  | 25.87% | 11.37% | 0% | [6 empty] | 5.074%
の採用 | 14 | ＣＷＶ方式をＶＷＶ方式とする（一次側） | 0 | 2.8897 | 1 | 100% | 100% | 100% | 100% | 100% | 100% | 100% | 100% | 100% | 照度を適正化する（700lx→500lx） | [5 empty] | 15% |  |  |  |  | 3.701%
| 15 | ＣＡＶ方式をＶＡＶ方式とする | 0 | 2.1281 |  | 100% | 100% | 100% | 100% | 100% | 100% | 100% | 100% | 100% | 空調運転時間を２時間短縮する |  | 5.103% | 6.875% | 6.875% | [6 empty] | 2.172%
| 16 | 外気冷房を可能にする | 0 | 2.0531 | 1 | 100% | 100% | 100% | 100% | 100% | 100% | 100% | 100% | 100% | 冷却水温度を適正化する |  | 4.874% | -1.878% | 0% | [6 empty] | 0.5748%
| 17 | 全熱交換器を採用する | 0 | 3.1894 | 1 | 100% | 100% | 100% | 100% | 100% | 100% | 100% | 100% | 100% | 送水温度差を確保する |  | 5.333% | 36.27% | 0% | [6 empty] | 4.263%
| 18 | 外気導入量をCO2制御する | 0 | 2.1051 | 1 | 100% | 100% | 100% | 100% | 100% | 100% | 100% | 100% | 100% | 熱源運転台数を適正化する |  | 2.733% | 21.79% | 0% | [6 empty] | 2.488%
| 19 | 冷却水変流量制御を採用する | 0 | 1.9864 | 1 | 100% | 100% | 100% | 100% | 100% | 100% | 100% | 100% | 100% | 送風温度差を確保する |  | 0% | 0% | 20% | [6 empty] | 2.128%
| 20 | ウォーミングアップ制御を行う |  | 0.68237 | 1 | 100% | 100% | 100% | 100% | 100% | 100% | 100% | 100% | 100% | 熱源機器の性能を確保する |  | 5% | 0% | 0% | [6 empty] | 0.7724%
| 21 | 給湯への太陽熱利用を採用する |  | 0 |  | 100% | 100% | 100% | 100% | 100% | 100% | 100% | 100% | 100% | ＣＷＶ方式をＶＷＶ方式とする（二次側） |  | 5.333% | 36.27% | 0% | [6 empty] | 4.263%
| 22 | 昇降機のVVVF制御を採用する | 0 | 1.7203 |  | 100% | 100% | 100% | 100% | 100% | 100% | 100% | 100% | 100% | ＣＷＶ方式をＶＷＶ方式とする（一次側） |  | 0.0002637% | 30.48% | 0% | [6 empty] | 2.89%
| 23 | パッシブリズミング空調制御を採用する |  | 2.6602 |  | 100% | 100% | 100% | 100% | 100% | 100% | 100% | 100% | 100% | ＣＡＶ方式をＶＡＶ方式とする |  | 0% | 0% | 20% | [6 empty] | 2.128%
| 24 | 駐車場のCO2制御を行う |  | 0.79327 |  | 100% | 100% | 100% | 100% | 100% | 100% | 100% | 100% | 100% | 外気冷房を可能にする |  | 5.82% | 12.17% | 0% | [6 empty] | 2.053%
| 25 | その他換気諸室の制御を行う | 0 | - |  | 100% | 100% | 100% | 100% | 100% | 100% | 100% | 100% | 100% | 全熱交換器を採用する |  | 17.65% | 4.876% | 0% | [6 empty] | 3.189%
| 26 | 照明制御（在室検知、明るさ検知）を行う | 0 | 4.934 |  | 100% | 100% | 100% | 100% | 100% | 100% | 100% | 100% | 100% | 外気導入量をCO2制御する |  | 11.71% | 3.118% | 0% | [6 empty] | 2.105%
| 27 | タスクアンビエント照明を採用する |  | 2.467 |  | 100% | 100% | 100% | 100% | 100% | 100% | 100% | 100% | 100% | 冷却水変流量制御を採用する |  | -2.216% | 24.56% | 0% | [6 empty] | 1.986%
５．高効率機器への | 28 | 高効率熱源への機器更新を行う | 0 | 4.3889 | 1 | 100% | 100% | 100% | 100% | 100% | 100% | 100% | 100% | 100% | ウォーミングアップ制御を行う |  | 4.112% | 0.4967% | 0% | [6 empty] | 0.6824%
更新 | 29 | Ｈf型照明への機器更新を行う | 0 | 5.2236 | 1 | 100% | 100% | 100% | 100% | 100% | 100% | 100% | 100% | 100% | 給湯への太陽熱利用を採用する | [10 empty] | 0%
| 30 | 高効率変圧器に更新する | 0 | - |  | 100% | 100% | 100% | 100% | 100% | 100% | 100% | 100% | 100% | 昇降機のVVVF制御を採用する | [9 empty] | 20% | 1.72%
| 31 | 換気ファンの電動機を高効率型とする | 0 | 1.3221 |  | 100% | 100% | 100% | 100% | 100% | 100% | 100% | 100% | 100% | パッシブリズミング空調制御を採用する |  | 0% | 0% | 25% | [6 empty] | 2.66%
| 32 | 高効率給湯熱源への機器更新を行う | 0 | 0 |  | 100% | 100% | 100% | 100% | 100% | 100% | 100% | 100% | 100% | 駐車場のCO2制御を行う |  |  |  |  | 15% | [5 empty] | 0.7933%
６．新エネルギー | 33 | 太陽光発電を導入する | 0 | [11 empty] | その他換気諸室の制御を行う | [10 empty] | －
の導入 | 34 | 風力発電を導入する | 0 |  |  | 100% | [8 empty] | 照明制御（在室検知、明るさ検知）を行う | [5 empty] | 20% |  |  |  |  | 4.934%
| 35 | 未利用エネルギーを利用する | 0 | [11 empty] | タスクアンビエント照明を採用する | [5 empty] | 10% |  |  |  |  | 2.467%
７．その他 | 36 | パッケージ冷媒配管長の適正化 |  | - |  | 100% | 100% | 100% | 100% | 100% | 100% | 100% | 100% | 100% | 高効率熱源への機器更新を行う |  | 13.59% | 24.15% | 0% | [6 empty] | 4.389%
[6 empty] | 100% | 100% | 100% | 100% | 100% | 100% | 100% | 100% | 100% | Ｈf型照明への機器更新を行う |  | 1.122% | 1.226% | 0% |  | 20% |  |  |  |  | 5.224%
[6 empty] | 100% | 100% | 100% | 100% | 100% | 100% | 100% | 100% | 100% | 高効率変圧器に更新する | [10 empty] | －
[6 empty] | 100% | 100% | 100% | 100% | 100% | 100% | 100% | 100% | 100% | 換気ファンの電動機を高効率型とする |  |  |  |  | 25% | [5 empty] | 1.322%
[6 empty] | 100% | 100% | 100% | 100% | 100% | 100% | 100% | 100% | 100% | 高効率給湯熱源への機器更新を行う | [10 empty] | 0%
[6 empty] | 100% | 100% | 100% | 100% | 100% | 100% | 100% | 100% | 100% | 太陽光発電を導入する | [10 empty] | 0%
[5 empty] | 上記比率の積 | 100% | 100% | 100% | 100% | 100% | 100% | 100% | 100% | 100% | 風力発電を導入する | [10 empty] | 0%
[15 empty] | 未利用エネルギーを利用する | [10 empty] | 0%
[15 empty] | パッケージ冷媒配管長の適正化 | [10 empty] | 0%
[15 empty] | 給湯設備保温仕様の強化 | [10 empty] | 0%
[5 empty] | 事務所 | 0% | 0% | 0% | 0% | 0% | 0% | 0% | 0% | 0% | 給湯配管経路の適正化 | [10 empty] | 0%
[5 empty] | 学校 | 0% | 0% | 0% | 0% | 0% | 0% | 0% | 0% | 0% | 自動給水栓、節水器具の採用 | [10 empty] | 0%
[5 empty] | 小・中・高校 | 0% | 0% | 0% | 0% | 0% | 0% | 0% | 0% | 0% | [11 empty] | 0%
[5 empty] | 物販店 | 0% | 0% | 0% | 0% | 0% | 0% | 0% | 0% | 0% | [11 empty] | 0%
[5 empty] | 飲食店 | 0% | 0% | 0% | 0% | 0% | 0% | 0% | 0% | 0%
[5 empty] | 集会所 | 0% | 0% | 0% | 0% | 0% | 0% | 0% | 0% | 0%
[5 empty] | 工場 | 0% | 0% | 0% | 0% | 0% | 0% | 0% | 0% | 0%
[5 empty] | 病院 | 0% | 0% | 0% | 0% | 0% | 0% | 0% | 0% | 0%
[5 empty] | ホテル | 0% | 0% | 0% | 0% | 0% | 0% | 0% | 0% | 0%

## Credit
Comprehensive Assessment System for Built Environment Efficiency
CASBEE for Urban Development Assessment Software
Microsoft Excel 2013
CASBEE-UDe_2014 v.1.1
Published in February 2015
Software development: Japan Sustainable Building Consortium (JSBC)
(Research Committee, Comprehensive Assessment System for Built Environment Efficiency)
Planning and publication: Institute for Building Environment and Energy Conservation (IBEC)
Inquiries concerning software content, etc. :
Inquiries concerning the content of this software should be sent by e-mail only to the address below. A few days may be required before you receive a reply. Please refer to the manuals for Microsoft Windows, Microsoft Excel 2013, and other software for instructions on their use.
Institute for Building Environment and Energy Conservation
2F Zenkyouren Building Kojimachi-kan, 3-5-1 Kojimachi, Chiyoda-ku, Tokyo 102-0083 Japan
E-mail: casbee-info@ibec.or.jp
URL: http://www.ibec.or.jp/
Copyright ©2015 Institute for Building Environment and Energy Conservation (IBEC)
Important Notes(Conditions of Use)
1) Microsoft Excel 2013 is a registered trademark of Microsoft Corporation in the United States of America and other countries.
2) Other company names and product names are trademarks or registered trademarks of the companies concerned.
3) CASBEE for Urban Development consists of data files that were developed using Microsoft Excel 2013. These data files are protected by copyright law. They may not be duplicated or transferred (even in modified form) without the consent of the developers, authors, planners, and publishers.
4) This restriction does not apply to the use of input data and output results prepared on this software by its users. In such cases, the data concerned should include a statement to the effect that it was prepared using this assessment software. Note that the additional consent of Microsoft Corporation may be required for the use of screen images.
5) We accept no liability for the results of using this software or its instruction manual.
6) The specifications of this software and the contents of the operation manual are subject to change without prior notice.
7) This software was created using Microsoft Excel 2013. We do not guarantee its operation on all computers.